## Table 1
Non- Sterile Screw cap tubes with EPDM O-Ring, PP
P10223 0.5 ml Self-standing 10.2 mm 43.85 mm 1000 5565 P10272A 2.0 ml amber self-stand 10.2 mm 45.1 mm 1000 6227
P10231 1.5 ml conical 10.2 mm 43.1 mm 1000 5565 P10237 2.0 ml coloured self-stand 10.2 mm 45.1 mm 1000 6169
P10239 2.0 ml conical 10.2 mm 44.3 mm 1000 5565 P10240A1 2.0 ml transparent amber conical 10.2 mm 44.3 mm 1000 6169
P10223A1 0.5 ml transparent amber Self-standing 10.2 mm 43.85 mm 1000 6169
P10225 | 0.5 ml coloured Self-standing | 10.2 mm | 43.85 mm |  | 1000 |  | 6169
P10260A | 1.5 ml amber Self- standing | 10.2 mm | 44 mm |  | 1000 |  | 6227 | Code | Capacity | Outer Diameter | Height | No./case | Price/case (₹)
P10260A1 | 1.5 ml transparent amber Self-standing | 10.2 mm | 44 mm |  | 1000 |  | 6169 | P10222 | 0.5 ml Self-standing | 10.2 mm | 43.85 mm | 1000 | 8138
P10229 | 1.5 ml coloured Self- standing | 10.2 mm | 44 mm |  | 1000 |  | 6169 | P10243 | 1.5 ml Self-standing | 10.2 mm | 44 mm | 1000 | 8138
P10270A | 1.5 ml amber conical | 10.2 mm | 43.1 mm |  | 1000 |  | 6227 | P10244 | 1.5 ml conical | 10.2 mm | 43.1 mm | 1000 | 8138
P10232A1 | 1.5 ml transparent amber conical | 10.2 mm | 43.1 mm |  | 1000 |  | 6169 | P10245 | 2.0 ml Self-standing | 10.2 mm | 45.1 mm | 1000 | 8138
P10233 | 1.5 ml coloured conical | 10.2 mm | 43.1 mm |  | 1000 |  | 6169 | P10246 | 2.0 ml conical | 10.2 mm | 44.3 mm | 1000 | 8138
** P10225, P10229, P10233, P10237, P10241 are available with red, blue, green, yellow, orange, purple & white color cap options for color coding
Sterile Screw cap tubes with EPDM O-Ring, PP
P10224 0.5 ml Self-standing 10.2 mm 43.85 mm 1000 6195 P10236A 2.0 ml amber 10.2 mm 45.1 mm 1000 6930
P10232 1.5 ml Conical 10.2 mm 43.1 mm 1000 6195 P10238 2.0 ml coloured 10.2 mm 45.1 mm 1000 6930
P10240 2.0 ml Conical 10.2 mm 44.3 mm 1000 6195 P10274A1 2.0 ml transparent amber 10.2 mm 44.3 mm 1000 6865
P10224A1 0.5 ml transparent amber Self-standing 10.2 mm 43.85 mm 1000 6930
P10228A 1.5 ml amber Self-standing 10.2 mm 43.95 mm 1000 6930 P10230 1.5 ml coloured Self-standing 10.2 mm 44 mm 1000 6930 P10270A1 1.5 ml transparent amber conical 10.2 mm 43.1 mm 1000 6865 | [8 empty] | P10221 0.5 ml Self-standing 10.2 mm 43.85 mm 1000 8715 P10248 1.5 ml conical 10.2 mm 43.1 mm 1000 8715 P10250 2.0 ml conical 10.2 mm 44.3 mm 1000 8715
** P10225, P10229, P10233, P10237, P10241 are available with red, blue, green, yellow, orange, purple & white color cap options for color coding
Non- Sterile Screw cap tubes with EPDM O-Ring, PP
P30223 0.5 ml Self-standing 10.2 mm 43.85 mm 1000 5933 P30272A 2.0 ml amber self-standing 10.2 mm 45.1 mm 1000 6594
P30231 1.5 ml conical 10.2 mm 43.1 mm 1000 5933 P30237 2.0 ml coloured self-standing 10.2 mm 45.1 mm 1000 6536
P30239 2.0 ml conical 10.2 mm 44.3 mm 1000 5933 P30240A1 2.0 ml transparent amber Conical 10.2 mm 44.3 mm 1000 6536
P30223A1 0.5 ml transparent amber Self-standing 10.2 mm 43.85 mm 1000 6536
P30260A | 1.5 ml amber Self-standing | 10.2 mm |  | 44 mm |  | 1000 | 6594 | Code | Capacity | Outer Diameter | Height | No./case | Price/case (₹)
P30260A1 | 1.5 ml transparent amber Self-standing | 10.2 mm |  | 44 mm |  | 1000 | 6536 | P30222 | 0.5 ml Self-standing | 10.2 mm | 43.85 mm | 1000 | 8505
P30229 | 1.5 ml coloured Self-standing | 10.2 mm |  | 44 mm |  | 1000 | 6536 | P30243 | 1.5 ml Self-standing | 10.2 mm | 44 mm | 1000 | 8505
P30270A | 1.5 ml amber conical | 10.2 mm |  | 43.1 mm |  | 1000 | 6594 | P30244 | 1.5 ml conical | 10.2 mm | 43.1 mm | 1000 | 8505
P30232A1 | 1.5 ml transparent amber conical | 10.2 mm |  | 43.1 mm |  | 1000 | 6536 | P30245 | 2.0 ml Self-standing | 10.2 mm | 45.1 mm | 1000 | 8505
P30233 | 1.5 ml coloured conical | 10.2 mm |  | 43.1 mm |  | 1000 | 6536 | P30246 | 2.0 ml conical | 10.2 mm | 44.3 mm | 1000 | 8505
***P30225, P30229, P30233, P30237, P30241 are available withred, blue, green, yellow, orange, purple & white color cap options for color coding
Sterile Screw cap tubes with EPDM O-Ring, PP
P30224 0.5 ml Self-standing 10.2 mm 43.85 mm 1000 6563 P30236A 2.0 ml amber self-stand 10.2 mm 45.1 mm 1000 7298
P30232 1.5 ml Conical 10.2 mm 43.1 mm 1000 6563 P30238 2.0 ml coloured self-standing 10.2 mm 45.1 mm 1000 7298
P30240 2.0 ml Conical 10.2 mm 44.3 mm 1000 6563 P30274A1 2.0 ml transparent amber Conical 10.2 mm 44.3 mm 1000 7232
P30224A1 0.5 ml transparent amber Self-standing 10.2 mm 43.85 mm 1000 7298
P30228A 1.5 ml amber Self-standing 10.2 mm 43.95 mm 1000 7298 P30230 1.5 ml coloured Self-standing 10.2 mm 44 mm 1000 7298 P30270A1 1.5 ml transparent amber conical 10.2 mm 43.1 mm 1000 7232 | [8 empty] | P30221 0.5 ml Self-standing 10.2 mm 43.85 mm 1000 9083 P30248 1.5 ml conical 10.2 mm 43.1 mm 1000 9083 P30250 2.0 ml conical 10.2 mm 44.3 mm 1000 9083
**P30226, P30230, P30234, P30238, P30242 are available with red, blue, green, yellow, orange, purple & white color cap options for color coding
Non-printed and non-assembled
Printed and Non-assembled
Last Drop Low Retention Screw cap tubes with EPDM O-Ring, PP
Code
Capacity
Outer Diameter
Height
No./case Price/case (₹)
P10227
1.5 ml Self- standing
10.2 mm
44 mm
1000
5565
P10235
2.0 ml Self- standing
10.2 mm
45.1 mm
1000
5565
P10223A
0.5 ml amber Self-standing
10.2 mm
43.85 mm
1000
6227
Code
Capacity
Outer Diameter
Height No./case Price/case (₹)
P30227
1.5 ml Self-standing
10.2 mm
44 mm
1000
5933
P30235
2.0 ml self -standing
10.2 mm
45.1 mm
1000
5933
P30223A
0.5 ml amber Self-standing
10.2 mm
43.85 mm
1000
6594
P30225
0.5 ml coloured Self-standing
10.2 mm
43.85 mm
1000
6536
Code
Capacity
Outer Diameter
Height No./case Price/case (₹)
P10228
1.5 ml Self-standing
10.2 mm
44 mm
1000
6195
P10236
2.0 ml self -standing
10.2 mm
45.1 mm
1000
6195
P10224A
0.5 ml amber Self-standing
10.2 mm
43.85 mm
1000
6930
P10226
0.5 ml coloured Self-standing
10.2 mm
43.85 mm
1000
6930
P10228A1
1.5 ml transparent amber Self-standing
10.2 mm
44 mm
1000
6865
P10232A
1.5 ml amber conical
10.2 mm
43.1 mm
1000
6930
P10234
1.5 ml coloured conical
10.2 mm
43.1 mm
1000
6930
Code
Capacity
Outer Diameter
Height No./case Price/case (₹)
P30228
1.5 ml Self-standing
10.2 mm
44 mm
1000
6563
P30236
2.0 ml self -standing
10.2 mm
45.1 mm
1000
6563
P30224A
0.5 ml amber Self-standing
10.2 mm
43.85 mm
1000
7298
P30226
0.5 ml coloured Self-standing
10.2 mm
43.85 mm
1000
7298
P30228A1
1.5 ml transparent amber Self-standing
10.2 mm
44 mm
1000
7232
P30232A
1.5 ml amber conical
10.2 mm
43.1 mm
1000
7298
P30234
1.5 ml coloured conical
10.2 mm
43.1 mm
1000
7298
Code
Capacity
Outer Diameter
Height No./case Price/case (₹)
P10236A1
2.0 ml transparent amber self-stand
10.2 mm
45.1 mm
1000
6169
P10274A
2.0 ml amber conical
10.2 mm
44.3 mm
1000
6227
P10241
2.0 ml coloured conical
10.2 mm
44.3 mm
1000
6169
Code
Capacity
Outer Diameter
Height No./case Price/case (₹)
P30236A1
2.0 ml transparent amber self-standing
10.2 mm
45.1 mm
1000
6536
P30274A
2.0 ml amber Conical
10.2 mm
44.3 mm
1000
6594
P30241
2.0 ml coloured Conical
10.2 mm
44.3 mm
1000
6536
Code
Capacity
Outer Diameter
Height
No./case Price/case (₹)
P10272A1
2.0 ml transparent amber
10.2 mm
45.1 mm
1000
6865
P10240A
2.0 ml amber
10.2 mm
44.3 mm
1000
6930
P10242
2.0 ml coloured
10.2 mm
44.3 mm
1000
6930
Code
Capacity
Outer Diameter
Height
No./case Price/case (₹)
P30272A1
2.0 ml transparent amber self-standing
10.2 mm
45.1 mm
1000
7232
P30240A
2.0 ml amber Conical
10.2 mm
44.3 mm
1000
7298
P30242
2.0 ml coloured Conical
10.2 mm
44.3 mm
1000
7298
Last Drop Low Retention Screw cap tubes with EPDM O-Ring, PP
P10247
1.5 ml Self-standing
10.2 mm
44 mm
1000
8715
P10249
2.0 ml Self-standing
10.2 mm
45.1 mm
1000
8715
P30247
1.5 ml Self-standing
10.2 mm
44 mm
1000
9083
P30249
2.0 ml Self-standing
10.2 mm
45.1 mm
1000
9083
www.abdoslifesciences.com
18

## Table 2
Non- Sterile Screw cap tubes with EPDM O-Ring, PP
Code | Capacity |  | Outer Diameter |  |  |  | Height |  | No./case Price/case (₹) |  |  |  |  | Code | Capacity |  |  | Outer Diameter |  |  |  |  | Height | No./case |  | Price/case (₹)
P40223 |  | 0.5 ml Self-standing |  | 10.2 mm | 43.85 mm |  |  |  |  | 1000 |  | 5828 |  | P40272A |  | 2.0 ml amber Self-standing |  |  |  | 10.2 mm |  | 45.1 mm |  | 1000 |  | 6489
P40227 |  | 1.5 ml Self-standing |  | 10.2 mm | 44 mm |  |  |  |  | 1000 |  | 5828 |  | P40236A1 |  | 2.0 ml transparent amber Self-standing |  |  |  | 10.2 mm |  | 45.1 mm |  | 1000 |  | 6431
P40231 |  | 1.5 ml conical |  | 10.2 mm | 43.1 mm |  |  |  |  | 1000 |  | 5828 |  | P40237 |  | 2.0 ml coloured Self-standing |  |  |  | 10.2 mm |  | 45.1 mm |  | 1000 |  | 6431
P40235 |  | 2.0 ml self -standing |  | 10.2 mm | 45.1 mm |  |  |  |  | 1000 |  | 5828 |  | P40274A |  | 2.0 ml amber conical |  |  |  | 10.2 mm |  | 44.3 mm |  | 1000 |  | 6489
P40239 |  | 2.0 ml |  | 10.2 mm | 44.3 mm |  |  |  |  | 1000 |  | 5828 |  | P40240A1 |  | 2.0 ml transparent amber conical |  |  |  | 10.2 mm |  | 44.3 mm |  | 1000 |  | 6431
P40223A |  | 0.5 ml amber self-standing |  | 10.2 mm | 43.85 mm |  |  |  |  | 1000 |  | 6489 |  | P40241 |  | 2.0 ml coloured conical |  |  |  | 10.2 mm |  | 44.3 mm |  | 1000 |  | 6431
P40223A1 P40225 |  | 0.5 ml transparent amber self-standing 0.5 ml colour self-standing |  | 10.2 mm 10.2 mm | 43.85 mm 43.85 mm |  |  |  |  | 1000 1000 |  | 6431 6431 |  | Last Drop |  | Low Retention Screw cap tubes with EPDM O-Ring, PP
P40260A |  | 1.5 ml amber self-standing |  | 10.2 mm | 44 mm |  |  |  |  | 1000 |  | 6489 |  | Code |  | Capacity |  |  |  | Outer Diameter |  | Height |  | No./case |  | Price/case (₹)
P40260A1 |  | 1.5 ml transparent amber self-standing |  | 10.2 mm | 44 mm |  |  |  |  | 1000 |  | 6431 |  | P40222 |  | 0.5 ml Self-standing |  |  |  | 10.2 mm |  | 43.85 mm |  | 1000 |  | 8400
P40229 |  | 1.5 ml colour self-standing |  | 10.2 mm | 44 mm |  |  |  |  | 1000 |  | 6431 |  | P40243 |  | 1.5 ml Self-standing |  |  |  | 10.2 mm |  | 44 mm |  | 1000 |  | 8400
P40270A |  | 1.5 ml amber conical |  | 10.2 mm | 43.1 mm |  |  |  |  | 1000 |  | 6489 |  | P40244 |  | 1.5 ml conical |  |  |  | 10.2 mm |  | 43.1 mm |  | 1000 |  | 8400
P40232A1 |  | 1.5 ml transparent amber conical |  | 10.2 mm | 43.1 mm |  |  |  |  | 1000 |  | 6431 |  | P40245 |  | 2.0 ml Self-standing |  |  |  | 10.2 mm |  | 45.1 mm |  | 1000 |  | 8400
P40233 |  | 1.5 ml coloured conical |  | 10.2 mm | 43.1 mm |  |  |  |  | 1000 |  | 6431 |  | P40246 |  | 2.0 ml conical |  |  |  | 10.2 mm |  | 44.3 mm |  | 1000 |  | 8400
**P40225, P40229, P40233, P40237, P40241 are available with red, blue, green, yellow, orange, purple & white color cap options for color coding
Sterile Screw cap tubes with EPDM O-Ring, PP
Code | Capacity |  | Outer Diameter |  |  |  | Height | No./case |  |  | Price/case (₹) |  |  | Code | Capacity |  |  | Outer Diameter |  |  |  |  | Height | No./case Price/case (₹)
P40224 |  | 0.5 ml Self-standing |  | 10.2 mm | 43.85 mm |  |  |  | 1000 |  | 6458 |  |  | P40236A |  |  | 2.0 ml amber |  | 10.2 mm |  |  | 45.1 mm |  |  | 1000 |  | 7137
P40228 |  | 1.5 ml Self-standing |  | 10.2 mm | 44 mm |  |  |  | 1000 |  | 6458 |  |  | P40272A1 |  |  | 2.0 ml transparent amber |  | 10.2 mm |  |  | 45.1 mm |  |  | 1000 |  | 7127
P40232 |  | 1.5 ml Conical |  | 10.2 mm | 43.1 mm |  |  |  | 1000 |  | 6458 |  |  | P40238 |  |  | 2.0 ml coloured |  | 10.2 mm |  |  | 45.1 mm |  |  | 1000 |  | 7193
P40236 |  | 2.0 ml self-standing |  | 10.2 mm | 45.1 mm |  |  |  | 1000 |  | 6458 |  |  | P40240A |  |  | 2.0 ml amber |  | 10.2 mm |  |  | 44.3 mm |  |  | 1000 |  | 7193
P40240 |  | 2.0 ml Conical |  | 10.2 mm | 44.3 mm |  |  |  | 1000 |  | 6458 |  |  | P40274A1 |  |  | 2.0 ml transparent amber |  | 10.2 mm |  |  | 44.3 mm |  |  | 1000 |  | 7127
P40224A |  | 0.5 ml amber Self-standing |  | 10.2 mm | 43.85 mm |  |  |  | 1000 |  | 7193 |  |  | P40242 |  |  | 2.0 ml coloured |  | 10.2 mm |  |  | 44.3 mm |  |  | 1000 |  | 7193
P40224A1 |  | 0.5 ml transparent amber Self-standing |  | 10.2 mm | 43.85 mm |  |  |  | 1000 |  | 7193
P40226 |  | 0.5 ml coloured Self-standing |  | 10.2 mm | 43.85 mm |  |  |  | 1000 |  | 7193
P40228A |  | 1.5 ml amber Self-standing |  | 10.2 mm | 43.95 mm |  |  |  | 1000 |  | 7193
P40228A1 |  | 1.5 ml transparent amber Self-standing |  | 10.2 mm | 44 mm |  |  |  | 1000 |  | 7127 |  |  | P40221 |  |  | 0.5 ml Self-standing |  | 10.2 mm |  |  | 43.85 mm |  |  | 1000 |  | 8978
P40230 |  | 1.5 ml coloured Self-standing |  | 10.2 mm | 44 mm |  |  |  | 1000 |  | 6458 |  |  | P40247 |  |  | 1.5 ml Self-standing |  | 10.2 mm |  |  | 44 mm |  |  | 1000 |  | 8978
P40232A |  | 1.5 ml amber conical |  | 10.2 mm | 43.1 mm |  |  |  | 1000 |  | 7193 |  |  | P40248 |  |  | 1.5 ml conical |  | 10.2 mm |  |  | 43.1 mm |  |  | 1000 |  | 8978
P40270A1 |  | 1.5 ml transparent amber conical |  | 10.2 mm | 43.1 mm |  |  |  | 1000 |  | 7127 |  |  | P40249 |  |  | 2.0 ml Self-standing |  | 10.2 mm |  |  | 45.1 mm |  |  | 1000 |  | 8978
P40234 |  | 1.5 ml coloured conical |  | 10.2 mm | 43.1 mm |  |  |  | 1000 |  | 7193 |  |  | P40250 |  |  | 2.0 ml conical |  | 10.2 mm |  |  | 44.3 mm |  |  | 1000 |  | 8978
**P40226, P40230, P40234, P40238, P40242 are available with red, blue, green, yellow, orange, purple & white color cap options for color coding
Non- Sterile Screw cap tubes with EPDM O-Ring, PP
Code | Capacity |  | Outer Diameter |  |  |  | Height |  | No./case Price/case (₹) |  |  |  |  | Code | Capacity |  |  | Outer Diameter |  |  |  |  | Height | No./case |  | Price/case (₹)
P50223 |  | 0.5 ml Self-standing |  | 10.2 mm | 43.85 mm |  |  |  |  | 1000 |  | 6195 |  | P50272A |  | 2.0 ml amber self-standing |  |  |  | 10.2 mm |  |  | 45.1 mm | 1000 |  | 6857
P50227 |  | 1.5 ml Self-standing |  | 10.2 mm | 44 mm |  |  |  |  | 1000 |  | 6195 |  | P50236A1 |  | 2.0 ml transparent amber self-standing |  |  |  | 10.2 mm |  |  | 45.1 mm | 1000 |  | 6799
P50231 |  | 1.5 ml conical |  | 10.2 mm | 43.1 mm |  |  |  |  | 1000 |  | 6195 |  | P50237 |  | 2.0 ml coloured self-standing |  |  |  | 10.2 mm |  |  | 45.1 mm | 1000 |  | 6799
P50235 |  | 2.0 ml self -standing |  | 10.2 mm | 45.1 mm |  |  |  |  | 1000 |  | 6195 |  | P50274A |  | 2.0 ml amber Conical |  |  |  | 10.2 mm |  |  | 44.3 mm | 1000 |  | 7495
P50239 |  | 2.0 ml conical |  | 10.2 mm | 44.3 mm |  |  |  |  | 1000 |  | 6195 |  | P50240A1 |  | 2.0 ml transparent amber Conical |  |  |  | 10.2 mm |  |  | 44.3 mm | 1000 |  | 6475
P50223A |  | 0.5 ml amber Self-standing |  | 10.2 mm | 43.85 mm |  |  |  |  | 1000 |  | 6857 |  | P50241 |  | 2.0 ml coloured Conical |  |  |  | 10.2 mm |  |  | 44.3 mm | 1000 |  | 6799
P50223A1 |  | 0.5 ml transparent amber Self-standing |  | 10.2 mm | 43.85 mm |  |  |  |  | 1000 |  | 6799
P50225 0.5 ml coloured Self-standing 10.2 mm 43.85 mm 1000 6799 | [12 empty] | Last Drop Low Retention Screw cap tubes with EPDM O-Ring, PP
P50260A |  | 1.5 ml amber Self-standing |  | 10.2 mm | 44 mm |  |  |  |  | 1000 |  | 6857 |  | Code |  | Capacity |  |  |  | Outer Diameter |  |  | Height | No./case |  | Price/case (₹)
P50260A1 |  | 1.5 ml transparent amber Self-standing |  | 10.2 mm | 44 mm |  |  |  |  | 1000 |  | 6799 |  | P50222 |  | 0.5 ml Self-standing |  |  |  | 10.2 mm |  |  | 43.85 mm | 1000 |  | 8768
P50229 |  | 1.5 ml coloured Self-standing |  | 10.2 mm | 44 mm |  |  |  |  | 1000 |  | 6799 |  | P50243 |  | 1.5 ml Self-standing |  |  |  | 10.2 mm |  |  | 44 mm | 1000 |  | 8768
P50270A |  | 1.5 ml amber conical |  | 10.2 mm | 43.1 mm |  |  |  |  | 1000 |  | 6857 |  | P50244 |  | 1.5 ml conical |  |  |  | 10.2 mm |  |  | 43.1 mm | 1000 |  | 8768
P50232A1 |  | 1.5 ml transparent amber conical |  | 10.2 mm | 43.1 mm |  |  |  |  | 1000 |  | 6799 |  | P50245 |  | 2.0 ml Self-standing |  |  |  | 10.2 mm |  |  | 45.1 mm | 1000 |  | 8768
P50233 |  | 1.5 ml coloured conical |  | 10.2 mm | 43.1 mm |  |  |  |  | 1000 |  | 6799 |  | P50246 |  | 2.0 ml conical |  |  |  | 10.2 mm |  |  | 44.3 mm | 1000 |  | 8768
**P50225, P50229, P50233, P50237, P50241 are available with red, blue, green, yellow, orange, purple & white color cap options for color coding
Sterile Screw cap tubes with EPDM O-Ring, PP
Code |  | Capacity | Outer Diameter |  |  | Height |  |  | No./case |  | Price/case (₹) |  |  | Code |  | Capacity |  |  |  |  | Outer Diameter |  | Height |  | No./case | Price/case (₹)
P50224 |  | 0.5 ml Self-standing | 10.2 mm |  |  | 43.85 mm |  |  | 1000 |  | 6825 |  |  | P50236A |  | 2.0 ml amber self-stand |  |  |  |  | 10.2 mm |  | 45.1 mm |  | 1000 | 7560
P50228 |  | 1.5 ml Self-standing | 10.2 mm |  |  | 44 mm |  |  | 1000 |  | 6825 |  |  | P50272A1 |  | 2.0 ml transparent amber self-standing |  |  |  |  | 10.2 mm |  | 45.1 mm |  | 1000 | 7495
P50232 |  | 1.5 ml Conical | 10.2 mm |  |  | 43.1 mm |  |  | 1000 |  | 6825 |  |  | P50238 |  | 2.0 ml coloured self-standing |  |  |  |  | 10.2 mm |  | 45.1 mm |  | 1000 | 7560
P50236 |  | 2.0 ml self -standing | 10.2 mm |  |  | 45.1 mm |  |  | 1000 |  | 6825 |  |  | P50240A |  | 2.0 ml amber Conical |  |  |  |  | 10.2 mm |  | 44.3 mm |  | 1000 | 7560
P50240 |  | 2.0 ml Conical | 10.2 mm |  |  | 44.3 mm |  |  | 1000 |  | 6825 |  |  | P50274A1 |  | 2.0 ml transparent amber Conical |  |  |  |  | 10.2 mm |  | 44.3 mm |  | 1000 | 7495
P50224A |  | 0.5 ml amber Self-standing | 10.2 mm |  |  | 43.85 mm |  |  | 1000 |  | 7560 |  |  | P50242 |  | 2.0 ml coloured Conical |  |  |  |  | 10.2 mm |  | 44.3 mm |  | 1000 | 7560
P50224A1 |  | 0.5 ml transparent amber Self-standing | 10.2 mm |  |  | 43.85 mm |  |  | 1000 |  | 7560
P50226 |  | 0.5 ml coloured Self-standing | 10.2 mm |  |  | 43.85 mm |  |  | 1000 |  | 7560
P50228A |  | 1.5 ml amber Self-standing | 10.2 mm |  |  | 43.95 mm |  |  | 1000 |  | 7560
P50228A1 |  | 1.5 ml transparent amber Self-standing | 10.2 mm |  |  | 44 mm |  |  | 1000 |  | 7495 |  |  | P50221 |  | 0.5 ml Self-standing |  |  |  |  | 10.2 mm |  | 43.85 mm |  | 1000 | 9345
P50230 |  | 1.5 ml coloured Self-standing | 10.2 mm |  |  | 44 mm |  |  | 1000 |  | 7560 |  |  | P50247 |  | 1.5 ml Self-standing |  |  |  |  | 10.2 mm |  | 44 mm |  | 1000 | 9345
P50232A |  | 1.5 ml amber conical | 10.2 mm |  |  | 43.1 mm |  |  | 1000 |  | 7560 |  |  | P50248 |  | 1.5 ml conical |  |  |  |  | 10.2 mm |  | 43.1 mm |  | 1000 | 9345
P50270A1 |  | 1.5 ml transparent amber conical | 10.2 mm |  |  | 43.1 mm |  |  | 1000 |  | 7495 |  |  | P50249 |  | 2.0 ml Self-standing |  |  |  |  | 10.2 mm |  | 45.1 mm |  | 1000 | 9345
P50234 |  | 1.5 ml coloured conical | 10.2 mm |  |  | 43.1 mm |  |  | 1000 |  | 7560 |  |  | P50250 |  | 2.0 ml conical |  |  |  |  | 10.2 mm |  | 44.3 mm |  | 1000 | 9345
**P50226, P50230, P50234, P50238, P50242 are available with red, blue, green, yellow, orange, purple & white color cap options for color coding
Non-Printed and Assembled
Printed and Assembled
www.abdoslifesciences.com
19

## Table 3
Non-Sterile Screw cap tubes with Looped Cap
Code | Capacity |  |  | Outer Diameter |  | Height | No./case Price/case (₹) | [7 empty] | Code | Capacity |  |  | Outer Diameter |  |  |  | Height |  | No./case |  |  | Price/case (₹)
P10252 |  | 0.5 ml Self-standing |  |  |  | 10.2 mm |  | 43.85 mm |  |  |  | 1000 | 6400 |  |  |  | P10258A | 2.0 ml amber self-stand |  |  |  |  | 10.2 mm |  |  |  | 45.1 mm |  | 1000 | 7970
P10254 |  | 1.5 ml Self- standing |  |  |  | 10.2 mm |  | 44 mm |  |  |  | 1000 | 6400 |  |  |  | P10258A1 | 2.0 ml transparent amber self-stand |  |  |  |  | 10.2 mm |  |  |  | 45.1 mm |  | 1000 | 7096
P10256 |  | 1.5 ml conical |  |  |  | 10.2 mm |  | 43.1 mm |  |  |  | 1000 | 6400 |  |  |  | P10268 | 2.0 ml coloured self-stand |  |  |  |  | 10.2 mm |  |  |  | 45.1 mm |  | 1000 | 7096
P10258 |  | 2.0 ml Self- standing |  |  |  | 10.2 mm |  | 45.1 mm |  |  |  | 1000 | 6400 |  |  |  | P10260A | 2.0 ml amber conical |  |  |  |  | 10.2 mm |  |  |  | 44.3 mm |  | 1000 | 6227
P10260 |  | 2.0 ml conical |  |  |  | 10.2 mm |  | 44.3 mm |  |  |  | 1000 | 6400 |  |  |  | P10260A1 | 2.0 ml transparent amber conical |  |  |  |  | 10.2 mm |  |  |  | 44.3 mm |  | 1000 | 6169
P10252A |  | 0.5 ml amber Self-standing |  |  |  | 10.2 mm |  | 43.85 mm |  |  |  | 1000 | 7168 |  |  |  | P10270 | 2.0 ml coloured conical |  |  |  |  | 10.2 mm |  |  |  | 44.3 mm |  | 1000 | 7096
P10252A1 |  | 0.5 ml transparent amber Self-standing |  |  |  | 10.2 mm |  | 43.85 mm |  |  |  | 1000 | 7096 |  |  |  | Last Drop Low Retention Screw cap tubes with Looped Cap
P10262 |  | 0.5 ml coloured Self-standing |  |  |  | 10.2 mm |  | 43.85 mm |  |  |  | 1000 | 7096
P10254A |  | 1.5 ml amber Self- standing |  |  |  | 10.2 mm |  | 44 mm |  |  |  | 1000 | 7161 |  |  |  | Code | Capacity |  |  |  | Outer Diameter |  |  |  | Height |  |  | No./case | Price/case (₹)
P10254A1 |  | 1.5 ml transparent amber Self-standing |  |  |  | 10.2 mm |  | 44 mm |  |  |  | 1000 | 7096 |  |  |  | P10272 | 0.5 ml Self-standing |  |  |  | 10.2 mm |  |  |  | 43.85 mm |  |  | 1000 | 9359
P10264 |  | 1.5 ml coloured Self- standing |  |  |  | 10.2 mm |  | 44 mm |  |  |  | 1000 | 7096 |  |  |  | P10273 | 1.5 ml Self-standing |  |  |  | 10.2 mm |  |  |  | 44 mm |  |  | 1000 | 9359
P10256A |  | 1.5 ml amber conical |  |  |  | 10.2 mm |  | 43.1 mm |  |  |  | 1000 | 7161 |  |  |  | P10274 | 1.5 ml conical |  |  |  | 10.2 mm |  |  |  | 43.1 mm |  |  | 1000 | 9359
P10256A1 |  | 1.5 ml transparent amber conical |  |  |  | 10.2 mm |  | 43.1 mm |  |  |  | 1000 | 7096 |  |  |  | P10275 | 2.0 ml Self-standing |  |  |  | 10.2 mm |  |  |  | 45.1 mm |  |  | 1000 | 9359
P10266 |  | 1.5 ml coloured conical |  |  |  | 10.2 mm |  | 43.1 mm |  |  |  | 1000 | 7096 |  |  |  | P10276 | 2.0 ml conical |  |  |  | 10.2 mm |  |  |  | 44.3 mm |  |  | 1000 | 9359
** P10225, P10229, P10233, P10237, P10241 are available with red, blue, green, yellow, orange, purple & white color cap options for color coding
Sterile Screw Cap tubes with Looped Cap
Code | Capacity |  | Outer Diameter |  |  | Height | No./case |  |  | Price/case (₹) |  |  |  |  | Code | Capacity |  |  | Outer Diameter |  |  |  | Height |  | No./case |  |  | Price/case (₹)
P10253 | 0.5 ml Self-standing |  |  | 10.2 mm |  | 43.85 mm | 1000 |  | 7124 | [5 empty] | P10259A | 2.0 ml amber |  |  | 10.2 mm |  |  | 45.1 mm |  |  | 1000 |  |  | 7970
P10255 | 1.5 ml Self-standing |  |  | 10.2 mm |  | 44 mm | 1000 |  | 7124 | [5 empty] | P10259A1 | 2.0 ml transparent amber |  |  | 10.2 mm |  |  | 45.1 mm |  |  | 1000 |  |  | 7896
P10257 | 1.5 ml Conical |  |  | 10.2 mm |  | 43.1 mm | 1000 |  | 7124 | [5 empty] | P10269 | 2.0 ml coloured |  |  | 10.2 mm |  |  | 45.1 mm |  |  | 1000 |  |  | 7970
P10259 | 2.0 ml self -standing |  |  | 10.2 mm |  | 45.1 mm | 1000 |  | 7124 | [5 empty] | P10261A | 2.0 ml amber |  |  | 10.2 mm |  |  | 44.3 mm |  |  | 1000 |  |  | 7970
P10261 | 2.0 ml Conical |  |  | 10.2 mm |  | 44.3 mm | 1000 |  | 7124 | [5 empty] | P10261A1 | 2.0 ml transparent amber |  |  | 10.2 mm |  |  | 44.3 mm |  |  | 1000 |  |  | 7896
P10253A | 0.5 ml amber Self-standing |  |  | 10.2 mm |  | 43.85 mm | 1000 |  | 7970 | [5 empty] | P10271 | 2.0 ml coloured |  |  | 10.2 mm |  |  | 44.3 mm |  |  | 1000 |  |  | 7970
P10253A1 | 0.5 ml transparent amber Self-standing |  |  | 10.2 mm |  | 43.85 mm | 1000 |  | 7970
P10263 | 0.5 ml coloured Self-standing |  |  | 10.2 mm |  | 43.85 mm | 1000 |  | 7970
P10255A | 1.5 ml amber Self-standing |  |  | 10.2 mm |  | 43.95 mm | 1000 |  | 7970
P10255A1 | 1.5 ml transparent amber Self-standing |  |  | 10.2 mm |  | 44 mm | 1000 |  | 7896 | [5 empty] | P10277 | 0.5 ml Self-standing |  |  | 10.2 mm |  |  | 43.85 mm |  |  | 1000 |  |  | 10022
P10265 | 1.5 ml coloured Self-standing |  |  | 10.2 mm |  | 44 mm | 1000 |  | 7970 | [5 empty] | P10278 | 1.5 ml Self-standing |  |  | 10.2 mm |  |  | 44 mm |  |  | 1000 |  |  | 10022
P10257A | 1.5 ml amber conical |  |  | 10.2 mm |  | 43.1 mm | 1000 |  | 7970 | [5 empty] | P10279 | 1.5 ml conical |  |  | 10.2 mm |  |  | 43.1 mm |  |  | 1000 |  |  | 10022
P10257A1 | 1.5 ml transparent amber conical |  |  | 10.2 mm |  | 43.1 mm | 1000 |  | 7896 | [5 empty] | P10280 | 2.0 ml Self-standing |  |  | 10.2 mm |  |  | 45.1 mm |  |  | 1000 |  |  | 10022
P10267 | 1.5 ml coloured conical |  |  | 10.2 mm |  | 43.1 mm | 1000 |  | 7970 | [5 empty] | P10281 | 2.0 ml conical |  |  | 10.2 mm |  |  | 44.3 mm |  |  | 1000 |  |  | 10022
P10263, P10265, P10267, P10269 & P10271 are available with red, blue, green, yellow, orange, purple & white color looped cap options for color coding
Non-Sterile Screw cap tubes with Looped Cap
Code | Capacity |  |  | Outer Diameter |  | Height | No./case |  |  | Price/case (₹) |  |  |  |  | Code | Capacity |  |  | Outer Diameter |  |  |  |  | Height | No./case |  |  | Price/case (₹)
P10340 | 0.5 ml Self-standing |  |  | 10.2 mm | 43.85 mm |  | 1000 |  |  |  | 6823 |  |  |  | P10346A | 2.0 ml amber self-standing |  |  |  |  | 10.2 mm |  | 45.1 mm |  |  | 1000 |  | 7583
P10342 | 1.5 ml Self-standing |  |  | 10.2 mm | 44 mm |  | 1000 |  |  |  | 6823 |  |  |  | P10346A1 | 2.0 ml transparent amber self-standing |  |  |  |  | 10.2 mm |  | 45.1 mm |  |  | 1000 |  | 7518
P10344 | 1.5 ml conical |  |  | 10.2 mm | 43.1 mm |  | 1000 |  |  |  | 6823 |  |  |  | P10356 | 2.0 ml coloured self-standing |  |  |  |  | 10.2 mm |  | 45.1 mm |  |  | 1000 |  | 7518
P10346 | 2.0 ml self -standing |  |  | 10.2 mm | 45.1 mm |  | 1000 |  |  |  | 6823 |  |  |  | P10348A | 2.0 ml amber Conical |  |  |  |  | 10.2 mm |  | 44.3 mm |  |  | 1000 |  | 7583
P10348 | 2.0 ml conical |  |  | 10.2 mm | 44.3 mm |  | 1000 |  |  |  | 6823 |  |  |  | P10348A1 | 2.0 ml transparent amber Conical |  |  |  |  | 10.2 mm |  | 44.3 mm |  |  | 1000 |  | 7518
P10340A | 0.5 ml amber Self-standing |  |  | 10.2 mm | 43.85 mm |  | 1000 |  |  |  | 7583 |  |  |  | P10358 | 2.0 ml coloured Conical |  |  |  |  | 10.2 mm |  | 44.3 mm |  |  | 1000 |  | 7518
P10340A1 | 0.5 ml transparent amber Self-standing |  |  | 10.2 mm | 43.85 mm |  | 1000 |  |  |  | 7518
P10350 0.5 ml coloured Self-standing 10.2 mm 43.85 mm 1000 7518 | [13 empty] | Last Drop Low Retention Screw cap tubes with EPDM O-Ring, PP
P10342A | 1.5 ml amber Self-standing |  |  | 10.2 mm |  | 44 mm | 1000 |  |  |  | 7583 |  |  |  | Code | Capacity |  |  | Outer Diameter |  |  |  | Height |  | No./case |  |  | Price/case (₹)
P10342A1 | 1.5 ml transparent amber Self-standing |  |  | 10.2 mm |  | 44 mm | 1000 |  |  |  | 7518 |  |  |  | P10360 | 0.5 ml Self-standing |  |  | 10.2 mm |  |  |  | 43.85 mm |  | 1000 |  |  | 9781
P10352 | 1.5 ml coloured Self-standing |  |  | 10.2 mm |  | 44 mm | 1000 |  |  |  | 7518 |  |  |  | P10361 | 1.5 ml Self-standing |  |  | 10.2 mm |  |  |  | 44 mm |  | 1000 |  |  | 9781
P10344A | 1.5 ml amber conical |  |  | 10.2 mm |  | 43.1 mm | 1000 |  |  |  | 7583 |  |  |  | P10362 | 1.5 ml conical |  |  | 10.2 mm |  |  |  | 43.1 mm |  | 1000 |  |  | 9781
P10344A1 | 1.5 ml transparent amber conical |  |  | 10.2 mm |  | 43.1 mm | 1000 |  |  |  | 7518 |  |  |  | P10363 | 2.0 ml Self-standing |  |  | 10.2 mm |  |  |  | 45.1 mm |  | 1000 |  |  | 9781
P10354 | 1.5 ml coloured conical |  |  | 10.2 mm |  | 43.1 mm | 1000 |  |  |  | 7518 |  |  |  | P10364 | 2.0 ml conical |  |  | 10.2 mm |  |  |  | 44.3 mm |  | 1000 |  |  | 9781
P10350, P10352, P10354, P10356, P10358 are available with red, blue, green, yellow, orange, purple & white color looped cap options for color coding
Sterile Screw cap tubes with Looped Cap
Code | Capacity |  | Outer Diameter |  |  | Height | No./case |  |  | Price/case (₹) |  |  |  |  | Code | Capacity |  |  | Outer Diameter |  |  |  | Height |  | No./case Price/case (₹)
P10341 | 0.5 ml Self-standing |  |  | 10.2 mm |  | 43.85 mm | 1000 |  | 7547 | [5 empty] | P10347A | 2.0 ml amber self-standing |  |  |  | 10.2 mm |  | 45.1 mm |  |  | 1000 |  |  | 8394
P10343 | 1.5 ml Self-standing |  |  | 10.2 mm |  | 44 mm | 1000 |  | 7547 | [5 empty] | P10347A1 | 2.0 ml transparent amber self-standing |  |  |  | 10.2 mm |  | 45.1 mm |  |  | 1000 |  |  | 8318
P10345 | 1.5 ml Conical |  |  | 10.2 mm |  | 43.1 mm | 1000 |  | 7547 | [5 empty] | P10357 | 2.0 ml coloured self-standing |  |  |  | 10.2 mm |  | 45.1 mm |  |  | 1000 |  |  | 8394
P10347 | 2.0 ml self -standing |  |  | 10.2 mm |  | 45.1 mm | 1000 |  | 7547 | [5 empty] | P10349A | 2.0 ml amber Conical |  |  |  | 10.2 mm |  | 44.3 mm |  |  | 1000 |  |  | 8394
P10349 | 2.0 ml Conical |  |  | 10.2 mm |  | 44.3 mm | 1000 |  | 7547 | [5 empty] | P10349A1 | 2.0 ml transparent amber Conical |  |  |  | 10.2 mm |  | 44.3 mm |  |  | 1000 |  |  | 8318
P10341A | 0.5 ml amber Self-standing |  |  | 10.2 mm |  | 43.85 mm | 1000 |  | 8394 | [5 empty] | P10359 | 2.0 ml coloured Conical |  |  |  | 10.2 mm |  | 44.3 mm |  |  | 1000 |  |  | 8394
P10341A1 | 0.5 ml transparent amber Self-standing |  |  | 10.2 mm |  | 43.85 mm | 1000 |  | 8394
P10351 | 0.5 ml coloured Self-standing |  |  | 10.2 mm |  | 43.85 mm | 1000 |  | 8394
P10343A | 1.5 ml amber Self-standing |  |  | 10.2 mm |  | 43.95 mm | 1000 |  | 8394
P10343A1 | 1.5 ml transparent amber Self-standing |  |  | 10.2 mm |  | 44 mm | 1000 |  | 8318 | [5 empty] | P10365 | 0.5 ml Self-standing |  |  |  | 10.2 mm |  | 43.85 mm |  |  | 1000 |  |  | 104456
P10353 | 1.5 ml coloured Self-standing |  |  | 10.2 mm |  | 44 mm | 1000 |  | 8394 | [5 empty] | P10366 | 1.5 ml Self-standing |  |  |  | 10.2 mm |  | 44 mm |  |  | 1000 |  |  | 10445
P10345A | 1.5 ml amber conical |  |  | 10.2 mm |  | 43.1 mm | 1000 |  | 8394 | [5 empty] | P10367 | 1.5 ml conical |  |  |  | 10.2 mm |  | 43.1 mm |  |  | 1000 |  |  | 10445
P10345A1 | 1.5 ml transparent amber conical |  |  | 10.2 mm |  | 43.1 mm | 1000 |  | 8318 | [5 empty] | P10368 | 2.0 ml Self-standing |  |  |  | 10.2 mm |  | 45.1 mm |  |  | 1000 |  |  | 10445
P10355 | 1.5 ml coloured conical |  |  | 10.2 mm |  | 43.1 mm | 1000 |  | 8394 | [5 empty] | P10369 | 2.0 ml conical |  |  |  | 10.2 mm |  | 44.3 mm |  |  | 1000 |  |  | 10445
P10351, P10353, P10355, P10357 & P10359 are available with red, blue, green, yellow, orange, purple & white color looped cap options for color coding
Non-Printed Screw Cap Tube with Looped Cap
Printed Screw Cap Tube with Looped Cap
www.abdoslifesciences.com
20

## Table 4
• Abdos Centrifuge tubes are manufactured using high purity virgin USP Class VI Medical grade polypropylene (PP) conforming to US FDA 21 CFR, free from natural rubber & heavy metal. • The large white frosted portion for easy writing. • Silk-Screen graduation makes identification easy. • Amber colour option for light-sensitive samples. • Built-in plug in the cap makes it leak proof. • Sterile Tubes have been validated according to ISO 11137 for SAL 10-6. • Can withstand up to 18000 xg RCF*.
Centrifuge Tube Conical Bottom, PP/HDPE
Code |  | Capacity |  | Cap Colour |  | Outer Diameter |  |  | Height |  | No./case | Price/case (₹) |  | Price/ 20 case (₹)
P10430 |  | 15 ml (Bulk) |  | Blue |  | 16.5 mm |  |  | 121 mm |  | 500 | 4196 |  | 78890
P10401 |  | 15 ml |  | Blue |  | 16.5 mm |  |  | 121 mm |  | 500 | 4615 |  | 86758
P10441 |  | 15 ml |  | Red |  | 16.5 mm |  |  | 121 mm |  | 500 | 4615 |  | 86758
P10402 |  | 15 ml, Sterile |  | Blue |  | 16.5 mm |  |  | 121 mm |  | 500 | 4994 |  | 93887
P10442 |  | 15 ml, Sterile |  | Red |  | 16.5 mm |  |  | 121 mm |  | 500 | 4994 |  | 93887
P10431 |  | 50 ml (Bulk) |  | Blue |  | 29.2 mm |  |  | 116 mm |  | 500 | 5688 |  | 106932
P10403 |  | 50 ml |  | Blue |  | 29.2 mm |  |  | 116 mm |  | 500 | 5949 |  | 111845
P10443 |  | 50 ml |  | Red |  | 29.2 mm |  |  | 116 mm |  | 500 | 5949 |  | 111845
P10404 |  | 50 ml, Sterile |  | Blue |  | 29.2 mm |  |  | 116 mm |  | 500 | 7368 |  | 138522
P10444 |  | 50 ml, Sterile |  | Red |  | 29.2 mm |  |  | 116 mm |  | 500 | 7368 |  | 138522
Centrifuge Tube Conical Bottom, PP AMBER
Code |  | Capacity |  |  |  |  | Cap Colour |  | Outer Diameter |  | Height | No./case |  | Price/case (₹)
P10405 |  | 15 ml, Amber |  |  |  |  | Blue |  | 16.5 mm |  | 121 mm | 500 |  | 5708
P10406 |  | 15 ml, Sterile Amber |  |  |  |  | Blue |  | 16.5 mm |  | 121 mm | 500 |  | 6188
P10407 |  | 50 ml, Amber |  |  |  |  | Blue |  | 29.2 mm |  | 116 mm | 500 |  | 7323
P10408 |  | 50 ml, Sterile Amber |  |  |  |  | Blue |  | 29.2 mm |  | 116 mm | 500 |  | 9045
P10405T |  | 15 ml, Transparent Amber |  |  |  |  | Blue |  | 16.5 mm |  | 121 mm | 500 |  | 5708
P10406T |  | 15 ml, Transparent Amber, Sterile |  |  |  |  | Blue |  | 16.5 mm |  | 121 mm | 500 |  | 6188
P10407T |  | 50 ml, Transparent Amber |  |  |  |  | Blue |  | 29.2 mm |  | 116 mm | 500 |  | 7323
P10408T |  | 50 ml, Transparent Amber, Sterile |  |  |  |  | Blue |  | 29.2 mm |  | 116 mm | 500 |  | 9045
*Depending on the quality of Centrifuge and compatibility of Rotor. *Transparent Amber Centrifuge tubes can be supplied upon request.
• Abdos Centrifuge tubes are manufactured using high purity virgin USP Class VI Polystyrene (PS) conforming to US FDA 21 CFR, free from natural rubber and heavy metal. • Polystyrene centrifuge tube are hydrophobic & its biologically inert surface is good for cell and protein recovery. • Perform well with animal cell culture handling. • The large white frosted portion for easy writing. • Silk-Screen graduation makes identification easy. • Amber colour option for light-sensitive samples. • Built-in plug in the cap makes it leak proof. • Sterile Tubes have been validated according to ISO 11137 for SAL 10-6. • Can withstand up to 2500 xg RCF*.
Code | Capacity |  | Cap Colour |  | Outer Diameter |  |  | Height |  | No./case |  |  | Price/case (₹)
P10419 | 15 ml, Sterile |  | Blue |  | 16.5 mm |  |  | 121 mm |  | 500 |  |  | 6102
P10421 | 15 ml, Racked Sterile |  | Blue |  | 16.5 mm |  |  | 121 mm |  | 500 (25 pcs x 20 racks) |  |  | 7436
*Depending on the quality of Centrifuge and compatibility of Rotor.
05 | Centrifuge Tubes Conical Bottom, PS/HDPE
04 | Centrifuge Tubes Conical Bottom, PP/HDPE
www.abdoslifesciences.com
22

## Table 5
• Abdos Centrifuge tubes are manufactured using high purity virgin USP Class VI Medical grade polypropylene (PP) conforming to US FDA 21 CFR, free from natural rubber & heavy metal. • The large white frosted portion for easy writing. • Silk-Screen graduation makes identification easy. • Amber colour option for light-sensitive samples. • Built-in plug in the cap makes it leak proof. • Sterile Tubes have been validated according to ISO 11137 for SAL 10-6 • Can withstand up to 18000 xg RCF*. • Abdos low binding technology provides 10 times lesser retention level with highly viscous samples & saves costly reagents. • Super homogenous surface free sites prevent non-specific binding.
Centrifuge Tube Conical Bottom, PP/HDPE
Code | Capacity | Cap Colour | Outer Diameter | Height | No./case | Price/case (₹)
P10525 | 15ml, Non-Sterile | Natural | 16.5 mm | 121 mm | 500 | 6672
P10526 | 15ml, Sterile | Natural | 16.5 mm | 121 mm | 500 | 7228
P10527 | 50ml, Non-Sterile | Natural | 29.2 mm | 116 mm | 500 | 8566
P10528 | 50ml, Sterile | Natural | 29.2 mm | 116 mm | 500 | 10610
• Abdos Centrifuge tubes are manufactured using high purity virgin USP Class VI Medical grade polypropylene (PP) conforming to US FDA 21 CFR, free from natural rubber & heavy metal. • Skirted bottom makes it easier to use without any rack. • The large white frosted portion for easy writing. • Silk-Screen graduation makes identification easy. • Amber colour option for light-sensitive samples. • Built-in plug in the cap makes it leak proof. • Sterile Tubes have been validated according to ISO 11137 for SAL 10-6. • Can withstand up to 7000 xg RCF*.
Code | Capacity | Cap Colour | Outer Diameter | Height | No./case | Price/case (₹)
P10432 | 50 ml (Bulk) | Blue | 29.2 mm | 117.3 mm | 500 | 6579
P10423 | 50 ml | Blue | 29.2 mm | 117.3 mm | 500 | 6854
P10449 | 50 ml | Red | 29.2 mm | 117.3 mm | 500 | 6854
P10424 | 50 ml, Sterile | Blue | 29.2 mm | 117.3 mm | 500 | 8492
P10450 | 50 ml, Sterile | Red | 29.2 mm | 117.3 mm | 500 | 8492
*Depending on the quality of Centrifuge and compatibility of Rotor.
07 | Centrifuge Tubes Self Standing, PP/HDPE
06 | LAST DROPTM, Low Retention Centrifuge Tube Conical Bottom, PP/HDPE
www.abdoslifesciences.com
23

## Table 6
• Abdos Centrifuge tubes are manufactured using high purity virgin USP Class VI Medical grade polypropylene (PP) conforming to US FDA 21 CFR, free from natural rubber & heavy metal. • Best suited for less number of samples. • The large white frosted portion for easy writing. • Silk-Screen graduation makes identification easy. • Built-in plug in the cap makes it leak proof. • Sterile Tubes have been validated according to ISO 11137 for SAL 10-6. • Can withstand upto 18,000 xg RCF* & 7000 xg RCF* for Conical & Self-standing centrifuge tubes respectively.
Code | Capacity |  | Cap Colour |  | Outer Diameter |  |  | Height |  |  | No./case | Price/case (₹)
P10425 | 15 ml, Sterile |  | Blue |  | 16.5 mm |  |  | 121 mm |  |  | 600 | 6710
P10451 | 15 ml, Sterile |  | Red |  | 16.5 mm |  |  | 121 mm |  |  | 600 | 6710
P10426 | 50 ml, Sterile |  | Blue |  | 29.2 mm |  |  | 116 mm |  |  | 350 | 7706
P10452 | 50 ml, Sterile |  | Red |  | 29.2 mm |  |  | 116 mm |  |  | 350 | 7706
P10427 | 50 ml Self Standing, Sterile |  | Blue |  | 29.2 mm |  |  | 117.3 mm |  |  | 350 | 7769
P10453 | 50 ml Self Standing, Sterile |  | Red |  | 29.2 mm |  |  | 117.3 mm |  |  | 350 | 7769
*Depending on the quality of Centrifuge and compatibility of Rotor.
• These racks are made of eco-friendly paper to hold 25 Abdos 15 ml & 50 ml Conical Bottom Centrifuge Tubes.
Code | Capacity |  | Height |  |  | Colour |  |  | No./case |  |  |  | Price/case (₹)
P10409 | 15 ml, Rack Only |  | 47 mm |  |  | - |  |  | 10 |  |  |  | 924
P10410 | 50 ml, Rack Only |  | 48 mm |  |  | - |  |  | 10 |  |  |  | 924
P10411 | 15 ml, Racked |  | 121 mm |  |  | Blue |  |  | 500 (25 pcs x 20 racks) |  |  |  | 6227
P10412 | 15 ml, Racked, Sterile |  | 121 mm |  |  | Blue |  |  | 500 (25 pcs x 20 racks) |  |  |  | 6976
P10462 | 15 ml, Racked, Sterile |  | 121 mm |  |  | White |  |  | 500 (25 pcs x 20 racks) |  |  |  | 6976
P10413 | 15 ml, Amber, Racked |  | 121 mm |  |  | Blue |  |  | 500 (25 pcs x 20 racks) |  |  |  | 7316
P10414 | 15 ml, Amber, Racked, Sterile |  | 121 mm |  |  | Blue |  |  | 500 (25 pcs x 20 racks) |  |  |  | 8006
P10465 | 15 ml, Amber, Racked, Sterile |  | 121 mm |  |  | White |  |  | 500 (25 pcs x 20 racks) |  |  |  | 6976
P10415 | 50 ml, Racked |  | 116 mm |  |  | Blue |  |  | 500 (25 pcs x 20 racks) |  |  |  | 8931
P10416 | 50 ml, Racked, Sterile |  | 116 mm |  |  | Blue |  |  | 500 (25 pcs x 20 racks) |  |  |  | 10337
P10417 | 50 ml, Amber, Racked |  | 116 mm |  |  | Blue |  |  | 500 (25 pcs x 20 racks) |  |  |  | 10258
P10418 | 50 ml, Amber, Racked, Sterile |  | 116 mm |  |  | Blue |  |  | 500 (25 pcs x 20 racks) |  |  |  | 11885
P10463 | 50 ml, Amber, Racked |  | 116 mm |  |  | White |  |  | 500 (25 pcs x 20 racks) |  |  |  | 10337
P10455 | 15 ml, Racked |  | 121 mm |  |  | Red |  |  | 500 (25 pcs x 20 racks) |  |  |  | 6227
• Abdos screw cap tube rack suitable for placing 20 screw cap tubes. • Knurl locking for one handed operation. • Dimensions (L x B x H) : 256 x 61 x 41 mm
Code | Capacity | Length |  | Breadth |  |  | Height |  |  | No./case |  | Price/Case
P20235 | 0.5/1.5/2.0 ml | 256 mm |  | 61 mm |  |  | 41 mm |  |  | 1 |  | 1800
09 | Racked Centrifuge Tubes Conical Bottom, Paper
08 | PureRightTM Individually Wrapped Centrifuge Tube Conical Bottom, PP/HDPE
10 | Screw Cap Tube Rack, PC 20 places (10 x 2 format)
www.abdoslifesciences.com
24

## Table 7
• Abdos MaxiRCFTM Trace Metal Free centrifuge tubes are manufactured using high purity virgin USP Class VI Medical grade polypropylene conforming to US FDA 21 CFR, free from natural rubber & heavy metal. • Abdos MaxiRCFTM Trace Metal Free Centrifuge Tubes withstands 20,000xg RCF. • Pure, Additive Free Natural Colour Cap for easy labelling and Trace Metal free. • Abdos MaxiRCFTM Trace Metal Free Centrifuge Tubes works excellently in high density gradient separation of sample. • Large white frosted area for easy writing. • Sterile tubes are validated according to ISO 11137 for SAL 10-6 .
Abdos MaxiRCFTM Trace Metal Free centrifuge tubes are specifically manufactured to ensure that common trace metals and elements that can interfere with experiments are below an ICP-MS detection level of one part per billion (< 1ppb). Metals included in testing are: Silver, Zinc, Iron, Copper, Manganese, Aluminum, Silicon, Nickel, Vanadium, Phosphorous, Cobalt, Chromium, Lithium, Selenium, Cadmium, Mercury, Arsenic, Lead and Boron.
*Note : MaxiRCFTM Trace Metal Free centrifuge tubes: • 50 ml CT (Conical Bottom) with 20000*g RCF • 50 ml CT (Self Standing) with 7000*g RCF • 15 ml CT (Conical Bottom) with 20000*g RCF
MaxiRCFTM screw caps are certified leak proof.
MaxiRCF™ technology works excellent in high density-gradient separation of sample. |  |  |  | MaxiRCF™ Indigenous resin technology provides uniform wall thickness.
ABDOS MaxiRCF™Centrifuge technology delivers 20000*g RCF.
MaxiRCFTM Thick, durable, medical-grade resin withstands breakage and allows frozen storage at -80°C.
Code | Capacity | Cap Colour | Outer Diameter |  | Height | No./case | Price/case (₹)
P10480 | 15 ml (Bulk) | Natural | 16.5 mm |  | 121 mm | 500 | 5062
P10481 | 15 ml | Natural | 16.5 mm |  | 121 mm | 500 | 5569
P10482 | 15 ml, Sterile | Natural | 16.5 mm |  | 121 mm | 500 | 6075
P10483 | 50 ml (Bulk) | Natural | 29.2 mm |  | 116 mm | 500 | 6834
P10484 | 50 ml | Natural | 29.2 mm |  | 116 mm | 500 | 7059
P10485 | 50 ml, Sterile | Natural | 29.2 mm |  | 116 mm | 500 | 8641
P10486 | 50 ml, Self Standing (Bulk) | Natural | 29.2 mm |  | 117.3 mm | 500 | 8048
P10487 | 50 ml, Self Standing | Natural | 29.2 mm |  | 117.3 mm | 500 | 8496
P10488 | 50 ml, Self Standing (Sterile) | Natural | 29.2 mm |  | 117.3 mm | 500 | 10517
11 | MaxiRCFTM Trace Metal Free Centrifuge Tubes
www.abdoslifesciences.com
25

## Table 8
• Sturdy rack with rubber support at the bottom for stability. • Racks lock together on each side to allow the user to attach several racks for larger experiments. • Compatible with both 1.5 ml and 2.0 ml Micro Centrifuge Tube. • Easy removal and insertion of tubes. • Each hole has moulded-in numbers for easy sample identification.
Code Capacity Places Colour L x W x H No./case Price/case (₹)
P20205 1.5 & 2.0 ml 20 Places (10x2 Array) White 215 x 70 x 40 mm 8 1763
• Easy to hold ergonomic design. • Each hole has moulded-in numbers and letters for easy sample identification. • Racks are stackable when empty or full. • Easy removal and insertion of tubes. • Compatible with both 1.5 ml and 2.0 ml Micro Centrifuge Tubes.
Code | Capacity | Places |  |  | Colour | L x W x H |  | No./case |  | Price/case (₹)
P20201 | 1.5 & 2.0 ml | 24 Places (6x4 Array) |  |  | White | 164 x 100 x 59 mm |  | 8 |  | 2995
P20202 | 1.5 & 2.0 ml | 24 Places (6x4 Array) |  |  | Yellow | 164 x 100 x 59 mm |  | 8 |  | 2995
P20203 | 1.5 & 2.0 ml | 48 Places (12x4 Array) |  |  | White | 293 x 100 x 59 mm |  | 8 |  | 5487
P20204 | 1.5 & 2.0 ml | 48 Places (12x4 Array) |  |  | Yellow | 293 x 100 x 59 mm |  | 8 |  | 5487
• Abdos Centrifuge tube box provides a more durable and rugged alternative to cardboard or foam racks. • The distinctive green colour on the 15 ml and blue colour on the 50 ml makes these racks easy to distinguish. • These racks can withstand a temperature of -80°C to 121°C. • All grids are properly indexed with a clear lid that provides easy tube identification.
Code | Tube Capacity |  | Colour | Places |  |  | L x W x H |  | No./case |  | Price/case (₹)
P20604 | 15 ml |  | Green | 36 Places (6 x 6 Array) |  |  | 147 x 147 x 126 mm |  | 4 |  | 2344
P20605 | 50 ml |  | Blue | 16 Places (4 x 4 Array) |  |  | 147 x 147 x 126 mm |  | 4 |  | 2344
14 | Centrifuge Tube Box, PP
12 | Rack for Micro Centrifuge Tube, RPP
13 | Rack For Micro Centrifuge Tube, PC
www.abdoslifesciences.com
26

## Table 9
• Shipped flat, they are easy to assemble and snap together securely. • Designed for stable use in a water bath. • Alphanumeric index aids for tube identification.
Code | Tube Capacity | Colour |  | Places |  | L x W x H |  | No./case |  | Price/case (₹)
P20218 | 15 ml & 50 ml | Blue |  | 15 ml Tube - 30 (6 x 5 Array) 50 ml Tube - 20 (5 x 4 Array) |  | 209 x 171 x 63 mm |  | 4 |  | 3623
P20219 | 15 ml & 50 ml | Blue |  | 15 ml Tube - 18 (6 x 3 Array) 50 ml Tube - 10 (5 x 2 Array) |  | 209 x 98 x 63 mm |  | 4 |  | 3214
• Ideal for firmly holding a wide range of tubes and vessels. • Accepts tubes and vessels from 16-30 mm. • Moulded indexing for easy identification of tubes and vials. • Quickly change the tube with this adaptable polypropylene rack. Open the well with a turn of the knob or directly insert a tube into the opening. • Generous handles for easy transport.
Code | Tube Capacity |  | Colour |  | Places L x W x H No./case Price/case (₹)
P20212 | 15 ml & 50 ml |  | Blue |  | 12 (4 x 3 Array) 194 X 140 X 51 mm 1 6896
• Simple to open and close, expand and collapse when racks are needed. • Designed to help recognize 15 and 50 ml tubes. • Moulded indexing for easy identification of tubes and vials. • Racks can be stacked in open or closed position. • Save space when racks are not in use. • Available in individual 17 mm hole diameter for 15 ml tubes & 30 mm hole diameter for 50 ml tubes or combination of both 17 mm & 30 mm hole diameter for 15 ml & 50 ml centrifuge tubes.
Code | Tube Capacity |  | Colour |  | Places |  | L x W x H |  | No./case |  | Price/case (₹)
P20213 | 15 ml |  | Purple |  | 45 (9 x 5 Array) |  | 255 x 137 x 72 mm |  | 2 |  | 4410
P20214 | 50 ml |  | Green |  | 18 (6 x 3 Array) |  | 255 x 137 x 72 mm |  | 2 |  | 4410
P20215 | 15 ml & 50 ml |  | Blue |  | 15 ml Tube - 21 (7 x 3 Array) 50 ml Tube - 12 (6 x 2 Array) |  | 255 x 137 x 72 mm |  | 2 |  | 4410
P20216 | 15 ml & 50 ml |  | Pink |  | 15 ml Tube - 21 (7 x 3 Array) 50 ml Tube - 12 (6 x 2 Array) |  | 255 x 137 x 72 mm |  | 2 |  | 4410
15 | Click Together Conical Tube Racks, ABS
17 | Foldable Space Saving Rack, PP
16 | Universal Centrifuge Tube Rack, PP
www.abdoslifesciences.com
27

## Table 10
• Use on the bench, with water bath or ice containers. • Polypropylene racks keep micro tubes afloat in water bath or can be pushed into crushed ice – perfect for controlling sample temperature. • Not recommended for autoclaving. • Detachable legs provide two options: a. Attach legs so rack stands upright on bench top. b.Detach legs so samples can be quickly popped out by pushing down onto any surface.
Code | Tube Capacity | Colour | Places | L x W x H |  | No./case |  | Price/case (₹)
P20225 | 1.5 ml & 2 ml | White | 16 | 102 x 102 x 60 mm |  | 4 |  | 1616
P20226 | 1.5 ml & 2 ml | White | 20 | 98 x 60 (Ø x h) mm |  | 4 |  | 2199
• Swirl is a small, compact and reliable centrifuge for spin-down and microfiltration procedures. • Swirl is supplied with 8 place angular rotor of 1.5 ml and a PCR rotor that admit four strips of 0.2 mL PCR strip. • It has a maximum speed of 7000 rpm/2680 xg RCF. • It uses minimal bench-top space. • Rotor can change without tools and the machine accelerates and brakes in seconds. • Swirl adapts a Brushless DC Motor. • CE explosion proof safe test IEC/EN61010-2-20.
Code Product No./case Price/case (₹)
E11501 Swirl Mini Micro Centrifuge Including 8 Place Rotor for 1.5 & 2.0 ml Tube & 4 Place Rotor for 8 x 0.2 ml Tube Strip | [8 empty] | 1 16478
Spare Accessories:
Code | Product | [5 empty] | No./case |  | Price/case (₹)
E11502 | 8 Place Rotor for 1.5 & 2.0 ml | [5 empty] | 1 |  | 4328
E11503 | 32 (8 x 4) Strips Place Rotor for 0.2 ml PCR & 32 Place Rotor for 0.2 ml PCR tubes | [5 empty] | 2 |  | 3215
SPECIFICATIONS :
Voltage |  |  |  |  | 220-240 V
Frequency |  |  |  |  | 50-60 Hz
Max Speed |  |  |  |  | 7000 rpm
Max RCF |  |  |  |  | 2680 xg
Run Time |  |  |  |  | Continuous operation
Rotor Capacity |  |  |  |  | 0.2/0.5/1.5/2.0 mL x 8
0.2 mL x 32 PCR Tubes
0.2 mL x 4 PCR 8 Strips
Noise Level |  |  |  |  | ≤45 dB
Dimensions |  |  |  |  | 160 x 170 x 122 mm
Weight |  |  |  |  | 0.5 kg
Permissible ambient temperature |  |  |  |  | 4 to 45°C
Permissible relative humidity |  |  |  |  | 80%
18 | Floating Rack for Micro Centrifuge Tube, PP
19 | Swirl Mini Micro Centrifuge
www.abdoslifesciences.com
28

## Table 11
• Swirl Maxi is a personal micro centrifuge used for sedimentation of cells and virus, separation of sub-cellular organelles and isolation of macromolecules such as DNA, RNA, proteins or lipids. • Swirl Maxi is used in physical and chemical analysis, biochemistry, cellular biology, clinical labs, blood donation centre and high-end research. • Swirl Maxi has a large ergonomic design with easy to read display and sound. • Both RPM and G-force can be displayed. • Swirl Maxi is stable and silent during operation. It also delivers fast acceleration and deceleration. • Swirl Maxi conforms to international safety standards and regulations. It has also passed the explosion proof test from CE, TUV and FCC. • Swirl Maxi adapts a Brushless DC Motor. • Automatic lid-lock release prevents sample warming and allows easy access to samples. • The short spin function is used for quick spins by pressing and holding PULSE key. The centrifuge speed can be accelerated and held at the target speed. • High strength aluminium alloy rotors are fully autoclavable, and can withstand stream sterilizing at 121°C for 20 minutes.
Code | Product |  | No./case | Price/case (₹)
E11510 | Swirl Maxi Micro Centrifuge with 12 Place Rotor for 0.2, 0.5, 1.5 & 2.0 ml |  | 1 | 100644
Spare Accessories:
Code | Product |  | No./case | Price/case (₹)
E11511 | 12 Place Rotor for 0.2, 0.5, 1.5 & 2.0 ml |  | 1 | 32935
E11512 | Rotor Adapter for 0.2 ml - 2.0 ml used with E11511 |  | 24 | 7428
E11513 | Rotor Adapter for 0.5 ml - 2.0 ml used with E11511 |  | 24 | 7428
SPECIFICATIONS :
Voltage Frequency Current Max Speed Max. RCF [xg] Speed Accuracy Rotor Capacity Run Time Driving Motor Safety Devices Noise Level Additional Features Acceleration /Braking time Dimensions Weight Permissible Ambient Temperature Permissible Relative Humidity |  | 220-240 V 50-60 Hz 3 A 15000 rpm (500-15000 rpm) with increment of 100 rpm 15100 xg with increment of 100 xg ±20 rpm 0.2mL, 0.5mL, 1.5 mL & 2mL x 12 places. 30 sec - 99 min & HOLD (Continuous operation) Brushless DC motor Dual door interlock Over-speed detection Over temperature detection Automatic internal diagnosis ≤54 dB Speed/RCF switch Short-time run function Sound-alert function 11 sec for Acceleration & 9 sec for Breaking 255 x 245 x 140 mm 6 kg 4°C to 40°C 80%
20 | Swirl Maxi Micro Centrifuge
www.abdoslifesciences.com
29

## Table 12
• Swirl Pro is a micro centrifuge used for sedimentation of cells and virus, separation of sub-cellular organelles and isolation of macromolecules such as DNA, RNA, proteins or lipids. • Swirl Pro is used in physical and chemical analysis, biochemistry, cellular biology, clinical labs, blood donation centre and high-end research. • Swirl Pro has a large ergonomic design with easy to read display and sound alert. • Automatic lid opening when run is complete prevents sample warming and allow easy access of samples. • Both RPM and G-force can be displayed. • Swirl Pro is stable and silent during operation. It also delivers fast acceleration and deceleration. • Swirl Pro conforms to international safety standards and regulations. It has also passed the explosion proof test and CE, TUV and FCC marked. • Special multi-flow air-cooling design helps to keep lower rotor temperature. • Bio-safe rotor and anti-sample overflow prevents sample does not leak in centrifugal process causing microbial contamination. • Robust aluminum alloy rotor can be fully autoclaved. • Swirl Pro adapts a Brushless DC Motor.
Code | Product | No./case | Price/case (₹)
E11520 | Swirl Pro High Speed Micro Centrifuge with one rotor (E11521) | 1 | 199647
Spare Accessories:
Code | Product | No./case | Price/case (₹)
E11521 | 24 Place Rotor for 0.2, 0.5, 1.5 & 2.0 ml | 1 | 29501
E11522 | 18 Place Rotor for 5.0 ml | 1 | 29501
E11528 | 12 Place Rotor for 5.0 ml(Eppendorf Tube) | 1 | 29501
E11523 | 36 Place Rotor for 0.2 & 0.5 ml | 1 | 29501
E11524 | 32 (8 x 4) Place Rotor for 0.2 ml PCR | 1 | 74096
E11525 | Rotor Adapter for 2.0 ml - 0.2 ml used with E11521 | 24 | 7546
E11526 | Rotor Adapter for 2.0 ml - 0.5 ml used with E11521 | 24 | 7546
E11527 | Rotor Adapter for 0.5 ml - 0.2 ml used with E11523 | 36 | 10291
SPECIFICATIONS :
Voltage Frequency Current Max Speed Max. RCF [xg] Speed Accuracy Rotor Capacity Run Time Driving Motor Safety Devices Noise Level Additional Features Acceleration /Braking time Dimensions [mm] Weight Permissible ambient temperature Permissible relative Humidity
220-240 V 50-60 Hz 5 A 15000 rpm (200-15000rpm) with increment of 10 rpm 21380xg with increment of 10xg ±20 rpm 5 mL x 18 places. 1.5 ml/2mL x 24 places. 0.2mL/ 0.5mL x 36 places PCR 8 x 4 places 30sec-99min-HOLD (Continuous operation) Brushless DC motor Dual door interlock Over-speed detection Over temperature detection Automatic internal diagnosis ≤64 Db Speed/RCF switch Short-time run function Sound-alert function 25 sec for both Acceleration and Breaking 280 x 364 x 266 12 kg +4-45° C 80%
21 | Swirl Pro High Speed Micro Centrifuge
www.abdoslifesciences.com
30

## Table 13
• Swirl Clinical Centrifuge is used for separation of serum, plasma, urea, urine, blood samples and other routine applications in hospital and research. They are also used in environmental analysis for clarification of water and soil samples and in schools as a teaching aid. • Swirl Clinical Centrifuge has a large ergonomic design with easy to read display and sound alert. • Automatic lid opening when run is complete prevents sample warming and allow easy access of samples. • Both RPM and G-force can be displayed. • Digital LCD display can show real time parameters and has symbol showing experimental process. • Swirl Clinical is used for quick spins by pressing and holding the pulse key. • It has precise control, high accuracy of speed and has gentle breaking at low speeds with efficient separation. • Swirl Clinical conforms to international safety standards and regulations. It has also passed the explosion proof test from CE, TUV and FCC. • Bio-safe rotor and anti-sample overflow prevents sample leakage in the centrifugal process causing microbial contamination. • Swirl Clinical adapts a Brushless DC Motor. • Passed EN61010-2-101:2002 for invitro diagnostic (IVD) medical equipment. • Goes into a self-diagnostic check when switched on and then displays accumulative time & last running parameter.
Code | Product |  | No./case | Price/case (₹)
E11540 | Swirl Clinical Clinical Centrifuge with 8 Place Rotor for 15 ml & 12 Place |  | 1 | 82500
Rotor for 5, 7 & 10 ml centrifuge tube & Rotor Adapter for 10 ml centrifuge tube
Spare Accessories:
Code | Product |  | No./case | Price/case (₹)
E11541 | 8 Place Rotor for 15 ml & 12 Place Rotor for 5, 7 & 10 ml |  | 1 | 19256
E11542 | Rotor Adapter for 10 ml used with E11541 |  | 12 | 3438
SPECIFICATIONS :
Voltage Frequency Current Max Speed Max. RCF [xg] Speed Accuracy Rotor Capacity Run Time Driving Motor Safety Devices Noise Level Additional Features Acceleration /Braking time Dimensions Weight Permissible Ambient Temperature Permissible Relative Humidity |  | 220-240 V 50-60 Hz 3 A 300-4500 rpm with increment of 100 rpm 2490 xg with increment of 100 xg ±20 rpm 5 mL/7 mL/10 mL x 12 places. 15 mL x 8 places 30 sec-99 min-HOLD (Continuous operation) Brushless DC motor Dual door interlock Over-speed detection Over temperature detection Automatic internal diagnosis ≤56 dB Speed/RCF switch Short-time run function Sound-alert function 20 sec for both Acceleration & Breaking 354 x 304 x 215 mm 6 kg +4 to +40°C 80%
22 | Swirl Clinical Centrifuge
www.abdoslifesciences.com
31

## Table 14
• Less than half the size of conventional centrifuge (9 x 10 inches). • The easily reachable rotor chamber includes two plate carriers that rest at a 75° angle, thus allowing plates to be inserted confidently without seal in tapes or caps. • Upon closing the lid of the centrifuge, the rotor accelerates and the centrifugal force swings the plates into a horizontal position. Any droplets on the walls of the plate quickly concentrate into the well bottoms. • With a G-force of 600 xg, most samples can be spun. • Just open the lid and the automatic electric brake brings the rotor to a quick & smooth stop in just 4.0 seconds.
Code Product |  | No./case | Price/case (₹)
E11550 Swirl Micro Plate Centrifuge Spare Accessories: |  | 1 | 121337
Code Product |  | No./case | Price/case (₹)
E11551 Adapter, 96 x 0.2 ml or 8 and 12 x PCR strips. |  | 2 | 9659
E11552 Rotor with carriers for deepwell plates upto 35mm tall (max speed 1500 rpm) |  | 1 | 31548
SPECIFICATIONS :
Voltage | 220-230 V
Frequency | 50-60 Hz
Max Speed | 2550 rpm/600 xg
Rotor Capacity | 2 x 2 PCR Plates
2 x Microtiter plates
24 x 0.2 mL PCR Strips
Deceleration | 4 seconds
Dimensions | 230 x 260 x 197 mm
Weight | 4.0 kg
Permissible Ambient Temperature | 4 to +40°C
Permissible Relative Humidity | 80%
*When stacking skirted PCR plates, max capacity is 4 plates.
Before & after centrifugation (angled position) |  |  |  | During centrifugation (Horizontal position)
23 | Swirl Micro Plate Centrifuge
www.abdoslifesciences.com
32

## Table 15
• Abdos Freezing tubes are manufactured using high purity virgin polypropylene (PP) conforming to US FDA 21 CFR free from natural rubber, heavy metal. • Manufactured to be used at a temperature between -80° C to 121° C. • Large white frosted portion for easy writing. • Silk-Screen graduation makes identification easy. • Built in plug in the cap makes it leak proof. • Sterile Tubes have been validated according to EN ISO 11137 for SAL 10-6 | [9 empty] | P60102 P60103
Code | Capacity |  |  | Outer Diameter |  | Height | No./case | Price/case (₹) | Price/20 case (₹)
P60102 | 1.8 ml Sterile Skirted Foot |  |  | 11.80 mm |  | 45.7 mm | 1000 | 6906 | 136338
P60103 | 4.5 ml Sterile Skirted Foot |  |  | 11.80 mm |  | 86.5 mm | 500 | 5525 | 109059
• Abdos Storage Vial are manufactured using high purity virgin USP Class VI Medical grade polypropylene (PP) conforming to US FDA 21 CFR, free from natural rubber & heavy metal. • Used for storage of PCR reagents, enzymes and other diagnostics & biochemical reagents or samples. • HDPE screw closure is leak proof. • Can be used at low temperature. • Amber Storage Vial can be used for light-sensitive samples.
Storage Vial Natural, PP
Code |  | Capacity | Outer Diameter |  | Height No./case Price/case (₹) |  |  | Price/ 20 case (₹)
P60119 |  | 1.0 ml | 12.0 mm |  | 41 mm 1000 3674 |  |  | 69071
P60106 |  | 2.0 ml | 11.8 mm |  | 47.2 mm 1000 3824 |  |  | 71891
P60107 Storage Vial |  | 5.0 ml 11.8 mm Amber, PP |  |  | 88.0 mm 1000 4553 |  |  | 85596
Code |  |  | Capacity |  | Outer Diameter Height No./case |  |  | Price/case (₹)
P60119A |  |  | 1.0 ml Amber |  | 12.0 mm 41 mm 1000 |  |  | 4775
P60119A1 |  | 1.0 ml | Transparent Amber |  | 12.0 mm 41 mm 1000 |  |  | 4775
P60106A |  |  | 2.0 ml Amber |  | 11.80 mm 45.7 mm 1000 |  |  | 4969
P60106A1 |  | 2.0 ml | Transparent Amber |  | 11.80 mm 45.7 mm 1000 |  |  | 4969
P60107A |  |  | 5.0 ml Amber |  | 11.80 mm 86.5 mm 1000 |  |  | 5967
P60107A1 |  | 5.0 ml | Transparent Amber |  | 11.80 mm 86.5 mm 1000 |  |  | 5967
P60107 P60106
25 | Freezing Tubes, PP
26 | Storage Vial, PP
35
www.abdoslifesciences.com

## Table 16
• Abdos Cryo Vial external thread are manufactured using high purity virgin USP Class VI Medical grade polypropylene (PP) conforming to US FDA 21 CFR, free from natural rubber & heavy metal. • Abdos Cryo Vial is designed for long-term cryogenic storage of biological samples, all type of cells and any enzymes or reagents. • It’s leak-proof cap design and strong wall thickness makes it an ideal product for transporting samples and specimens. • These cryo vials are designed for mechanical freezing and it’s a screw cap reduces the risk of contamination due to handling. • Manufactured to be used at a temperature between -196°C to 121°C. • The large white frosted portion for easy writing. • Graduation in silk-screen printing makes identification easy. • Unique Star Foot design allows for single hand operation and grooves into Abdos P20616 single hand cryo holder rack. • Best suited for IVD use (an IVDR Certified product). • Sterile Tubes have been validated according to ISO 11137 for SAL 10-6.
Code | Capacity | Outer Diameter | Height | No./case | Price/case (₹) | Price/20 Case (₹)
P60115 | 1.0 ml Sterile Star Foot | 12.00 mm | 41.0 mm | 1000 | 7293 | 137108
P60116 | 1.8 ml Sterile Star Foot | 12.00 mm | 48.5 mm | 1000 | 8048 | 151293
P60117 | 1.8 ml Sterile Round Bottom | 12.00 mm | 47.5 mm | 1000 | 8048 | 151293
P60118 | 4.5 ml Sterile Skirted Foot | 11.80 mm | 86.5 mm | 500 | 5763 | 108344 | P60115 | P60116 | P60117 | P60118
P60122 | 4.5 ml Sterile Star Foot | 11.80 mm | 86.5 mm | 500 | 5763 | 108344
P60123 | 4.5 ml Sterile Round Bottom | 11.80 mm | 86.5 mm | 500 | 5763 | 108344
* Please note compatable coders for P60118 Cryo Vial 4.5 ml Skirted Foot is P60104.
LEECHING PERFORMANCE REPORT WITH DMSO 1.0 0.8 0.6 0.4 0.2 0.0 200 300 400 500 Wavelength (nm) The graph demonstrates no absorbants & confirms no traceable leeching with DMSO (Dimethyl sulfoxide). * Caution: Do not use Abdos Cryogenic vial in the liquid phase of liquid nitrogen. Improper use may cause liquefied nitrogen to be trapped inside the vial and lead to pressure build up resulting in possible explosion or biohazard release. Can be used in vapour phase of liquid nitrogen.
Abdos Cryo Vial being taken out of Liquid Nitrogen Canister.
27 | Cryo Vial External Thread, PP
36
www.abdoslifesciences.com

## Table 17
• Abdos Cryo Vial internal thread are manufactured using high purity virgin USP Class VI Medical grade polypropylene (PP) conforming to US FDA 21 CFR, free from natural rubber & heavy metal. • Abdos Cryo Vial is designed for long-term cryogenic storage of biological samples, all type of cells and any enzymes or reagents. • It’s leak-proof cap design with Silicon Seal and strong wall thickness makes it an ideal product for transporting samples and specimens. • These cryo vials are designed for vapour phase LN2 freezing and also incorporate a silicone seal to enhance cap sealing. • Manufactured to be used at a temperature between -196°C to 121°C. • The large white frosted portion for easy writing. • Graduation in silk-screen printing makes identification easy. • Unique Star Foot design allows for single hand operation and grooves into Abdos P20616 single hand cryo holder rack. • The silicon ring used in Abdos Cryo Vial for Sealing effects is made up of the material & ingredient under the code of federal regulation 21, as per 21 CFR 177.2600 (G) & meets USP – Class VI Regularities under plastic vial & Cap. • Best suited for IVD use (an IVDR Certified product). • Sterile Tubes have been validated according to ISO 11137 for SAL 10-6.
Code | Capacity | Outer Diameter | Height | No./case | Price/Case (₹) | Price/20 Case (₹)
P60108 | 1.0 ml Sterile Star Foot | 12.3 mm | 41.2 mm | 1000 | 11500 | 216200
P60109 | 1.8 ml Sterile Star Foot | 12.3 mm | 47.5 mm | 1000 | 12018 | 225929
P60110 | 1.8 ml Round Bottom | 12.3 mm | 46.2 mm | 1000 | 12018 | 225929
P60112 | 4.5 ml Sterile Star Foot | 12.3 mm | 90.3 mm | 500 | 8151 | 153239
P60113 | 4.5 ml Sterile Round Bottom | 12.3 mm | 89.0 mm | 500 | 8151 | 153239
LEECHING PERFORMANCE REPORT WITH DMSO 10.0 8.0 6.0 4.0 2.0 0.0 -2.0 200 400 600 800 Wavelength (nm) The graph demonstrates no absorbants & confirms no traceable leeching with DMSO (Dimethyl sulfoxide). * Caution: Do not use Abdos Cryogenic vial in the liquid phase of liquid nitrogen. Improper use may cause liquefied nitrogen to be trapped inside the vial and lead to pressure build up resulting in possible explosion or biohazard release. Can be used in vapour phase of liquid nitrogen.
P60108 P60109 | [6 empty] | P60110 | P60112 P60113
28 | Cryo Vial Internal Thread, PP
37
www.abdoslifesciences.com

## Table 18
• These coders fit onto the top of ‘Abdos’ skirted foot externally threaded cryogenic vial closures. • These provide quick visual identification of specific vials to simplify inventory maintenance. • Available in a wide range of colours. • Also compatible with Abdos Freezing Tube.
Code | Colour of Cap |  |  | No./case |  | Price/piece (₹) |  | Price/Case (₹)
P60114W | White |  |  | 100 |  | 1.93 |  | 193
P60114B | Blue |  |  | 100 |  | 1.93 |  | 193
P60114R | Red |  |  | 100 |  | 1.93 |  | 193
P60114Y | Yellow |  |  | 100 |  | 1.93 |  | 193
P60114G | Green |  |  | 100 |  | 1.93 |  | 193
• Designed for use with Cryogenic Vial, Freezer Tubes, Storage Vial and Micro Tubes. • It has unique innovative locking system allowing the user to unlock star foot Cryo Vial with one hand. • The rack has a secure locking system in each well that will not allow the Cryo Vial to turn on either side. • Inbuilt numbered and letters grid for sample identification. • Anti-skid rubber feet support the rack.
Code | Tube Capacity Places |  |  | Colors |  | L x W x H |  | No./case | Price/case (₹)
P20616 | 1 - 2 ml 40 (10 x 4 Array) |  |  | White, Yellow, Blue |  | 201 x 105 x 22 mm |  | 4 | 2333
• Made of strong polycarbonate and designed to be used at a temperature between -196°C to 121°C. • Can be used in gas phase of liquid nitrogen with appropriate safety procedure in place. • Transparent lids permit viewing of contents. • These boxes create small, space-efficient storage system within a large mechanical freezer. • Lids have numbered grid for sample identification. The surface of the lid has a frosted area suitable for writing with markers, facilitating inventory control. • The dimensions of the cryo box are compatible with vertical, horizontal and drawer style freezer racks. • Specially Designed venting in base & lid ensures a smooth flow for vapours for consistency in cooling.
Code |  | Tube Capacity | Places |  | Colors |  | L x W x H |  |  | No./case | Price/case (₹)
P20601 |  | 1 - 2 ml | 25 (5 x 5 Array) |  | White, Yellow, Blue |  | 75 x 75 x 54 mm |  |  | 8 | 1830
P20601 Assorted |  | 1 - 2 ml | 25 (5 x 5 Array) |  | White, Yellow, Blue |  | 75 x 75 x 54 mm |  |  | 8 | 1830
P20602 |  | 1 - 2 ml | 81 (9 x 9 Array) |  | White, Yellow, Blue |  | 133 x 132 x 54 mm |  |  | 4 | 2296
P20602 Assorted |  | 1 - 2 ml | 81 (9 x 9 Array) |  | White, Yellow, Blue |  | 133 x 132 x 54 mm |  |  | 4 | 2296
P20603 |  | 5 ml | 81 (9 x 9 Array) |  | White, Yellow, Blue |  | 133 x 132 x 97 mm |  |  | 4 | 3229
P20603 Assorted |  | 5 ml | 81 (9 x 9 Array) |  | White, Yellow, Blue |  | 133 x 132 x 97 mm |  |  | 4 | 3229
* Add colour code of your choice- White (W), Yellow (Y), Blue (B).
31 | Cryo Box, PC
29 | Cryo Coders for External & Internal Threaded Vials, HDPE
30 | Single Hand Cryo Holder Rack, PC
38
www.abdoslifesciences.com

## Table 19
• Made of strong polycarbonate and designed to be used at a temperature between -196°C to 121°C. • Can be used in gas phase of liquid nitrogen with appropriate safety procedure in place. • These boxes have 10x10 array (100 places) that can optimize the storage volume of the end user. • These boxes create small, space-efficient storage system within a large mechanical freezer. • Transparent lids permit viewing of contents. • Lids have numbered grid for sample identification. The surface of the lid has a frosted area suitable for writing with markers, facilitating inventory control. • The dimensions of the P20615 Cryo Box are compatible with vertical, horizontal and drawer style freezer racks.
Code | Tube Capacity | Places |  | Colors |  | L x W x H |  | No./case |  | Price/case (₹)
P20615 | 1 - 2 ml (Freezer Compatible) | 100 (10 x 10 Array) |  | White, Yellow, Blue |  | 133 x 133 x 54 mm |  | 4 |  | 2691
P20611 | 1 - 2 ml | 100 (10 x 10 Array) |  | White, Yellow, Blue |  | 140 x 140 x 54 mm |  | 4 |  | 2691
* Add colour code of your choice- White (W), Yellow (Y), Blue (B).
• Manufactured in state of the art moulding facility using high purity polypropylene. • These boxes are stackable, versatile and designed for sample storage up to -80°C. • These boxes help you to meet storage requirements of 1.5 - 2.0 ml microtubes & 1.0-2.0 ml cryogenic vials. • The dimension of P20614 Cryo Cube Box is compatible with vertical, horizontal & drawer style freezer racks. • These boxes have hinged lid connected to the base and the ultra smooth locking system ensures secure closure preventing accidental opening of these boxes in deep freezers. • Inbuilt numbered and letters grid for sample identification.
Code | Tube Capacity |  | Places |  | Colors |  | L x W x H |  | No./case |  | Price/case (₹)
P20612 | 1.5 - 2 ml Micro Tube & 1- 2 ml Cryo Tube |  | 50 (10 x 5 Array) |  | Green, Yellow, Blue |  | 142 x 85 x 59 mm |  | 8 |  | 1890
P20614 | 1.5 - 2 ml Micro Tube & 1- 2 ml Cryo Tube |  | 81 (9 x 9 Array) |  | Green, Yellow, Blue |  | 130 x 130 x 55 mm |  | 4 |  | 1639
P20607 | 1.5 - 2 ml Micro Tube & 1- 2 ml Cryo Tube |  | 100 (10 x 10 Array) |  | Green, Yellow, Blue |  | 140 x 140 x 55 mm |  | 4 |  | 1782
• Designed for storage and preservation of frozen samples. • Can withstand ultra-low temperature in deep freezer. • The removable top lid makes it easy to open and close. • These boxes can be used for upright freezers, drawers & chest freezers with dividers. • Lamination on these boxes does not allow moisture to soak or liquid to stick on these boxes.
Code | Tube Capacity |  | Places |  | L x W x H |  | No./case | Price/case (₹)
P20606 | 1.5 - 2 ml Micro Tube & 1- 2 ml Cryo Tube |  | 81 (9 x 9 Array) |  | 132 x 132 x 50 mm |  | 8 | 2244
P20613 | 1.5 - 2 ml Micro Tube & 1- 2 ml Cryo Tube |  | 100 (10 x 10 Array) |  | 132 x 132 x 50 mm |  | 8 | 2244
32 | Cryo Box, System 100 places, PC
33 | Cryo Cube Box / Storage Cube Box, PP
34 | Freezing Cardboard Cryo Boxes, CARDBOARD
39
www.abdoslifesciences.com

## Table 20
• These Cryo aprons provide a high level of thermal protection to the torso and upper legs in harsh cryogenic atmospheres. • Multi-layered construction allows for the maximum level of thermal protection and waterproof nylon outer shell protects you from cryogenic splashes and keeps you safe and comfortable. • These Cryogenic aprons have quick-release buckles at the neck & waist for added safety and function. • Not for immersion in liquid nitrogen.
Code | Tube Capacity | No./case |  | Price/case (₹) |  |  | Application | Environment
U20331 | 36 inch or 91.4 cm | 1 |  | 24824 |  |  | Cold room / walking freezer | Cryo preservation facilities
U20332 | 42 inch or 106.7 cm | 1 |  | 27030 |  |  | Blast freezers | Cryogenic liquid producers
U20333 | 48 inch or 121.9 cm | 1 |  | 29788 |  |  |  | Clinical lab
U20334 | 54 inch or 137.2 cm | 1 |  | 31988 |  |  | Delivery and filling of cryogenic liquid | Bio medical Blood banks
Frozen food processing
• These cryogenic gloves protect your hands and arms when working in hazardous, ultra-cold environments. • These gloves have an innovative design that offers superior thermal protection allowing for a maximum level of flexibility and dexterity. • These cryo gloves are made from state-of-the-art fabrics and use a flexible, multi-layered insulated construction that provides maximum thermal protection to perform tasks effectively and safely. • High performance, thermal inner lining wicks moisture away from hands, maintaining comfort over extended periods. • Not for immersion in liquid nitrogen.
Application Environment
Code | Size |  | No./case |  | Price/case (₹)
U20307 | Wrist S |  | 1 Pair |  | 18883
U20308 | Wrist M |  | 1 Pair |  | 18883
U20309 | Wrist L |  | 1 Pair |  | 18883
U20310 | Wrist XL |  | 1 Pair |  | 18883
U20311 | Mid Arm S |  | 1 Pair |  | 19890
U20312 | Mid Arm M |  | 1 Pair |  | 19890
U20313 | Mid Arm L |  | 1 Pair |  | 19890
U20314 | Mid Arm XL |  | 1 Pair |  | 19890
U20315 | Elbow S |  | 1 Pair |  | 25167
U20316 | Elbow M |  | 1 Pair |  | 25167
U20317 | Elbow L |  | 1 Pair |  | 25167
U20318 | Elbow XL |  | 1 Pair |  | 25167
Ultra low blast freezers | [8 empty] | Clinical laboratory
Cold rooms Bio medical
Dry ice handling Blood banks Pharmaceutical Frozen food processing
• These cryogenic gloves protect your hands and arms when working in hazardous, ultra-cold environments. • These gloves are designed to provide a high level of thermal protection where the exposure to cryogenic fluids might exist. • These gloves are multi-layered and allow for a maximum level of thermal protection, flexibility and dexterity essential feature when the function is important and safety is critical. • Not for immersion in liquid nitrogen.
Application Environment
Code | Size |  | No./case |  |  | Price/case (₹)
U20319 | Wrist S |  | 1 Pair |  |  | 24824
U20320 | Wrist M |  | 1 Pair |  |  | 24824
U20321 | Wrist L |  | 1 Pair |  |  | 24824
U20322 | Wrist XL |  | 1 Pair |  |  | 24824
U20323 | Mid Arm S |  | 1 Pair |  |  | 26752
U20324 | Mid Arm M |  | 1 Pair |  |  | 26752
U20325 | Mid Arm L |  | 1 Pair |  |  | 26752
U20326 | Mid Arm XL |  | 1 Pair |  |  | 26752
U20327 | Elbow S |  | 1 Pair |  |  | 33093
U20328 | Elbow M |  | 1 Pair |  |  | 33093
U20329 | Elbow L |  | 1 Pair |  |  | 33093
U20330 | Elbow XL |  | 1 Pair |  |  | 33093
LN2 atmosphere and environment | [9 empty] | Fertility clinic
Refrigirated liquid baths Bio medical
Cryo freezers Genetic and bio
Cryogenic grinding Pharmaceutical
37 | Water Proof Cryo Gloves
35 | Cryo Apron
36 | Cryo Gloves
40
www.abdoslifesciences.com
technology

## Table 21
Maximum Permissible Systematic Error Maximum Permissible Random Error
Code | Volume Range | Increment | Test Volume |  | Inaccuracy |  |  | Imprecision |  | No./case | Price/case (₹)
|  |  | 2.5 µl | 1.4% |  | 0.04 µl | 0.7% |  | 0.02 µl
E11150 | 0.1-2.5 µl | 0.002 µl | 1.25 µl | 2.5% |  | 0.03 µl | 1.5% |  | 0.02 µl | 1 | 13000
|  |  | 0.25 µl | 12% |  | 0.03 µl | 6% |  | 0.02 µl
|  |  | 10 µl | 1% |  | 0.1 µl | 0.4% |  | 0.04 µl
E11151 | 0.5-10 µl | 0.1 µl | 5 µl | 1.5% |  | 0.08 µl | 0.8% |  | 0.04 µl | 1 | 13000
|  |  | 1 µl | 2.5% |  | 0.03 µl | 1.8% |  | 0.04 µl
|  |  | 20 µl | 1% |  | 0.2 µl | 0.3% |  | 0.06 µl
E11152 | 2-20 µl | 0.02 µl | 10 µl | 1.2% |  | 0.12 µl | 0.6% |  | 0.06 µl | 1 | 13000
|  |  | 2 µl | 5% |  | 0.1 µl | 1.5% |  | 0.03 µl
|  |  | 100 µl | 0.8% |  | 0.8 µl | 0.2% |  | 0.2 µl
E11153 | 10-100 µl | 0.1 µl | 50 µl | 1% |  | 0.5 µl | 0.3% |  | 0.15 µl | 1 | 13000
|  |  | 10 µl | 3% |  | 0.3 µl | 1% |  | 0.1 µl
|  |  | 200 µl | 0.6% |  | 1.2 µl | 0.2% |  | 0.4 µl
E11154 | 20-200 µl | 0.2 µl | 100 µl | 1% |  | 1 µl | 0.3% |  | 0.3 µl | 1 | 13000
|  |  | 20 µl | 2.5% |  | 0.5 µl | 0.7% |  | 0.14 µl
|  |  | 300 µl | 0.6% |  | 1.8 µl | 0.2% |  | 0.6 µl
E11155 | 30-300 µl | 0.2 µl | 150 µl | 1% |  | 1.5 µl | 0.3% |  | 0.45 µl | 1 | 13000
|  |  | 30 µl | 2.5% |  | 0.75 µl | 0.7% |  | 0.21 µl
|  |  | 1000 µl | 0.6% |  | 6 µl | 0.2% |  | 2 µl
E11156 | 100-1000 µl | 1 µl | 500 µl | 1% |  | 5 µl | 0.2% |  | 1 µl | 1 | 13000
|  |  | 100 µl | 3% |  | 3 µl | 0.6% |  | 0.6 µl
|  |  | 5000 µl | 0.6% |  | 30 µl | 0.2% |  | 10 µl
E11157 | 1000-5000 µl | 5 µl | 2500 µl | 0.6% |  | 15 µl | 0.3% |  | 7.5 µl | 1 | 13000
|  |  | 1000 µl | 1.2% |  | 12 µl | 0.3% |  | 3 µl
|  |  | 10000 µl | 0.6% |  | 60 µl | 0.2% |  | 20 µl
E11158 | 2000-10000 µl | 10 µl | 5000 µl | 0.8% |  | 40 µl | 0.2% |  | 10 µl | 1 | 13000
|  |  | 2000 µl | 1.5% |  | 30 µl | 0.3% |  | 6 µl
The pack contains, Elegant pipette, Sample pack of Tips, Filter Element (except 2.5 & 10ul), Recalibration/Allen Key, Silicone Grease, Shelf Mounting Pipette Holder, User Manual, Quick Start Guide and QC Certificate.
www.abdoslifesciences.com
38 | Elegant Single-Channel Adjustable Volume Pipettes
43

## Table 22
[7 empty] | Maximum Permissible Systematic Error | [6 empty] | Maximum Permissible Random Error
Code |  | Capacity | Test Volume |  |  |  | Inaccuracy |  |  | Inaccuracy |  |  |  | Imprecision |  |  |  | Imprecision |  |  | No./case |  |  | Price/case (₹)
E10001 | 5 µl |  |  | 5 µl |  |  |  | ± 1.3 % |  | ± 0.065 µl |  |  | ± 1.2 % |  |  |  | ± 0.06 µl |  |  | 1 |  |  | 3529
E10002 | 10 µl |  |  | 10 µl |  |  |  | ± 0.8 % |  | ± 0.08 µl |  |  | ± 0.8 % |  |  |  | ± 0.08 µl |  |  | 1 |  |  | 3529
E10003 | 20 µl |  |  | 20 µl |  |  |  | ± 0.6 % |  | ± 0.12 µl |  |  | ± 0.5 % |  |  |  | ± 0.1 µl |  |  | 1 |  |  | 3529
E10004 | 25 µl |  |  | 25 µl |  |  |  | ± 0.5 % |  | ± 0.125 µl |  |  | ± 0.3 % |  |  |  | ± 0.075 µl |  |  | 1 |  |  | 3529
E10005 | 50 µl |  |  | 50 µl |  |  |  | ± 0.5 % |  | ± 0.25 µl |  |  | ± 0.3 % |  |  |  | ± 0.15 µl |  |  | 1 |  |  | 3529
E10006 | 100 µl |  |  | 100 µl |  |  |  | ± 0.5 % |  | ± 0.50 µl |  |  | ± 0.3 % |  |  |  | ± 0.30 µl |  |  | 1 |  |  | 3529
E10007 | 200 µl |  |  | 200 µl |  |  |  | ± 0.4 % |  | ± 0.80 µl |  |  | ± 0.2 % |  |  |  | ± 0.40 µl |  |  | 1 |  |  | 3529
E10008 | 250 µl |  |  | 250 µl |  |  |  | ± 0.4 % |  | ± 1 µl |  |  | ± 0.2 % |  |  |  | ± 0.50 µl |  |  | 1 |  |  | 3529
E10009 | 500 µl |  |  | 500 µl |  |  |  | ± 0.3 % |  | ± 1.5 µl |  |  | ± 0.2 % |  |  |  | ± 1.0 µl |  |  | 1 |  |  | 3529
E10010 | 1000 µl |  |  | 1000 µl |  |  |  | ± 0.3 % |  | ± 3 µl |  |  | ± 0.2 % |  |  |  | ± 2.0 µl |  |  | 1 |  |  | 3529
[9 empty] | Maximum Permissible Systematic Error | [6 empty] | Maximum Permissible Random Error
Code |  | Capacity |  |  | Test Volume |  |  |  | Inaccuracy |  | Inaccuracy |  |  |  |  | Imprecision |  |  | Imprecision |  |  | No./case |  | Price/case (₹)
[6 empty] | 2.5 µl |  |  | ± 2.50 % |  |  | ± 0.062 µl |  |  | ± 2.00 % |  |  |  | ± 0.05 µl
E11100 | 0.1 – 2.5 µl |  |  |  |  | 1.25 µl |  |  | ± 3.00 % |  |  | ± 0.037 µl |  |  | ± 3.00 % |  |  |  | ± 0.0375 µl |  | 1 |  | 5678
[6 empty] | 0.25 µl |  |  | ± 12.00 % |  |  | ± 0.03 µl |  |  | ± 6.00 % |  |  |  | ± 0.015 µl
[6 empty] | 10 µl |  |  | ± 1.00 % |  |  | ± 0.1 µl |  |  | ± 0.80 % |  |  |  | ± 0.08 µl
E11101 | 0.5 – 10 µl |  |  |  |  | 5 µl |  |  | ± 1.50 % |  |  | ± 0.075 µl |  |  | ± 1.50 % |  |  |  | ± 0.075 µl |  | 1 |  | 5678
[6 empty] | 1 µl |  |  | ± 2.50 % |  |  | ± 0.025 µl |  |  | ± 1.50 % |  |  |  | ± 0.015 µl
[6 empty] | 20 µl |  |  | ± 0.90 % |  |  | ± 0.18 µl |  |  | ± 0.40 % |  |  |  | ± 0.08 µl
E11102 | 2 – 20 µl |  |  |  |  | 10 µl |  |  | ± 1.20 % |  |  | ± 0.12 µl |  |  | ± 1.00 % |  |  |  | ± 0.10 µl |  | 1 |  | 5678
[6 empty] | 2 µl |  |  | ± 3.00 % |  |  | ± 0.06 µl |  |  | ± 2.00 % |  |  |  | ± 0.04 µl
[6 empty] | 50 µl |  |  | ± 0.60 % |  |  | ± 0.3 µl |  |  | ± 0.30 % |  |  |  | ± 0.15 µl
E11106 | 5 – 50 µl |  |  |  |  | 25 µl |  |  | ± 0.90 % |  |  | ± 0.225 µl |  |  | ± 0.60 % |  |  |  | ± 0.15 µl |  | 1 |  | 5678
[6 empty] | 5 µl |  |  | ± 2.00 % |  |  | ± 0.1 µl |  |  | ± 2.00 % |  |  |  | ± 0.1 µl
[6 empty] | 100 µl |  |  | ± 0.80 % |  |  | ± 0.80 µl |  |  | ± 0.15 % |  |  |  | ± 0.15 µl
E11103 | 10 – 100 µl |  |  |  |  | 50 µl |  |  | ± 1.00 % |  |  | ± 0.50 µl |  |  | ± 0.40 % |  |  |  | ± 0.20 µl |  | 1 |  | 5678
[6 empty] | 10 µl |  |  | ± 3.00 % |  |  | ± 0.30 µl |  |  | ± 1.50 % |  |  |  | ± 0.15 µl
[6 empty] | 200 µl |  |  | ± 0.60 % |  |  | ± 1.20 µl |  |  | ± 0.15 % |  |  |  | ± 0.30 µl
E11104 | 20 – 200 µl |  |  |  |  | 100 µl |  |  | ± 0.80 % |  |  | ± 0.80 µl |  |  | ± 0.30 % |  |  |  | ± 0.30 µl |  | 1 |  | 5678
[6 empty] | 20 µl |  |  | ± 3.00 % |  |  | ± 0.60 µl |  |  | ± 1.00 % |  |  |  | ± 0.20 µl
[6 empty] | 200 µl |  |  | ± 0.60 % |  |  | ± 1.20 µl |  |  | ± 0.15 % |  |  |  | ± 0.30 µl
E11112 | 50 – 200 µl |  |  |  |  | 100 µl |  |  | ± 0.80 % |  |  | ± 0.80 µl |  |  | ± 0.30 % |  |  |  | ± 0.30 µl |  | 1 |  | 5678
[6 empty] | 50 µl |  |  | ± 1.00 % |  |  | ± 0.50 µl |  |  | ± 0.40 % |  |  |  | ± 0.2 µl
[6 empty] | 1000 µl |  |  | ± 0.60 % |  |  | ± 6 µl |  |  | ± 0.20 % |  |  |  | ± 2 µl
E11105 | 200 – 1000 µl |  |  |  |  | 500 µl |  |  | ± 0.70 % |  |  | ± 3.50 µl |  |  | ± 0.25 % |  |  |  | ± 1.25 µl |  | 1 |  | 5678
[6 empty] | 200 µl |  |  | ± 0.90 % |  |  | ± 1.8 µl |  |  | ± 0.30 % |  |  |  | ± 0.60 µl
[6 empty] | 5000 µl |  |  | ± 0.50 % |  |  | ± 25 µl |  |  | ± 0.15 % |  |  |  | ± 7.5 µl
E11131 | 1000 – 5000 µl |  |  |  |  | 2500 µl |  |  | ± 0.60 % |  |  | ± 15 µl |  |  | ± 0.30 % |  |  |  | ± 7.5 µl |  | 1 |  | 5678
[6 empty] | 1000 µl |  |  | ± 0.70 % |  |  | ± 7 µl |  |  | ± 0.30 % |  |  |  | ± 3 µl
[6 empty] | 10000 µl |  |  | ± 0.60 % |  |  | ± 60 µl |  |  | ± 0.20 % |  |  |  | ± 20 µl
E11132 | 2000 – 10000 µl |  |  |  |  | 5000 µl |  |  | ± 1.20 % |  |  | ± 60 µl |  |  | ± 0.30 % |  |  |  | ± 15 µl |  | 1 |  | 5678
[6 empty] | 2000 µl |  |  | ± 3.00 % |  |  | ± 60 µl |  |  | ± 0.60 % |  |  |  | ± 12 µl
www.abdoslifesciences.com
40 | Premium Pipettes Semi-Autoclavable, (Tip cone is Autoclavable)
39 | Fixed Premium Pipette, (Non-Autoclavable)
45

## Table 23
[8 empty] | Maximum Permissible Systematic Error |  | Maximum Permissible Random Error
Code |  | Capacity |  | Increment |  | Test Volume |  | Inaccuracy | Inaccuracy | Imprecision |  | Imprecision | No./case | Price/case (₹)
[6 empty] | 2.5 µl |  | ± 2.50 % | ± 0.062 µl |  | ± 2.00 % | ± 0.05 µl
E11145 | 0.1 – 2.5 µl |  |  |  | 0.05 µl | 1.25 µl |  | ± 3.00 % | ± 0.037 µl |  | ± 3.00 % | ± 0.0375 µl | 1 | 6530
[6 empty] | 0.25 µl |  | ± 12.00 % | ± 0.03 µl |  | ± 6.00 % | ± 0.015 µl
[6 empty] | 10 µl |  | ± 1.00 % | ± 0.1 µl |  | ± 0.80 % | ± 0.08 µl
E11107 | 0.5 – 10 µl |  |  |  | 0.1 µl | 5 µl |  | ± 1.50 % | ± 0.075 µl |  | ± 1.50 % | ± 0.075 µl | 1 | 6530
[6 empty] | 1 µl |  | ± 2.50 % | ± 0.025 µl |  | ± 1.50 % | ± 0.015 µl
[6 empty] | 20 µl |  | ± 0.90 % | ± 0.18 µl |  | ± 0.40 % | ± 0.08 µl
E11108 | 2 – 20 µl |  |  |  | 0.5 µl | 10 µl |  | ± 1.20 % | ± 0.12 µl |  | ± 1.00 % | ± 0.10 µl | 1 | 6530
[6 empty] | 2 µl |  | ± 3.00 % | ± 0.06 µl |  | ± 2.00 % | ± 0.04 µl
[6 empty] | 50 µl |  | ± 0.60 % | ± 0.3 µl |  | ± 0.30 % | ± 0.15 µl
E11146 | 5 – 50 µl |  |  |  | 0.5 µl | 25 µl |  | ± 0.90 % | ± 0.225 µl |  | ± 0.60 % | ± 0.15 µl | 1 | 6530
[6 empty] | 5 µl |  | ± 2.00 % | ± 0.1 µl |  | ± 2.00 % | ± 0.1 µl
[6 empty] | 100 µl |  | ± 0.80 % | ± 0.80 µl |  | ± 0.15 % | ± 0.15 µl
E11109 | 10 – 100 µl |  |  |  | 1.0 µl | 50 µl |  | ± 1.00 % | ± 0.50 µl |  | ± 0.40 % | ± 0.20 µl | 1 | 6530
[6 empty] | 10 µl |  | ± 3.00 % | ± 0.30 µl |  | ± 1.50 % | ± 0.15 µl
[6 empty] | 200 µl |  | ± 0.60 % | ± 1.20 µl |  | ± 0.15 % | ± 0.30 µl
E11110 | 20 – 200 µl |  |  |  | 1.0 µl | 100 µl |  | ± 0.80 % | ± 0.80 µl |  | ± 0.30 % | ± 0.30 µl | 1 | 6530
[6 empty] | 20 µl |  | ± 3.00 % | ± 0.60 µl |  | ± 1.00 % | ± 0.20 µl
[6 empty] | 200 µl |  | ± 0.60 % | ± 1.20 µl |  | ± 0.15 % | ± 0.30 µl
E11147 | 50 – 200 µl |  |  |  | 1.0 µl | 100 µl |  | ± 0.80 % | ± 0.80 µl |  | ± 0.30 % | ± 0.30 µl | 1 | 6530
[6 empty] | 50 µl |  | ± 1.00 % | ± 0.50 µl |  | ± 0.40 % | ± 0.2 µl
[6 empty] | 1000 µl |  | ± 0.60 % | ± 6 µl |  | ± 0.20 % | ± 2 µl
E11111 | 200 – 1000 µl |  |  |  | 5.0 µl | 500 µl |  | ± 0.70 % | ± 3.50 µl |  | ± 0.25 % | ± 1.25 µl | 1 | 6530
[6 empty] | 200 µl |  | ± 0.90 % | ± 1.8 µl |  | ± 0.30 % | ± 0.60 µl
[6 empty] | 5000 µl |  | ± 0.50 % | ± 25 µl |  | ± 0.15 % | ± 7.5 µl
E11134 | 1000 – 5000 µl |  |  |  | 50 µl | 2500 µl |  | ± 0.60 % | ± 15 µl |  | ± 0.30 % | ± 7.5 µl | 1 | 6530
[6 empty] | 1000 µl |  | ± 0.70 % | ± 7 µl |  | ± 0.30 % | ± 3 µl
E11135 | 2000 - 10000 µl |  |  |  | Technical info awaited | [5 empty] | 6530
Code |  | Description |  |  | Product | [7 empty] | No./case | Price/case (₹)
E11148 |  | Premium Plus Starter Pack 01 |  |  | Premium Plus Starter Pack 01, Includes: E11107 (0.1-10µl Pipette), E11109 (10-100µl Pipette), E11111 (200-1000µl Pipette), P10139 (0.1-10µl Gen2 Tip Box), P10140 (1-200µl Gen2 Tip Box), P10109 (100-1000µl Gen2 Tip Box), P70201 (5 Place Linear Pipette Stand), Pipette Bench-top Hangers, Abdos Biodegradable Pen & Pencil Set | [7 empty] | 1 | 17630
E11149 |  |  | Premium Plus Starter Pack 02 |  |  |  | Premium Plus Starter Pack 02, Includes: E11108 (2-20µl Pipette), E11110 (20-200µl Pipette), E11111 (200-1000µl Pipette), P10139 (0.1-10µl Gen2 Tip Box), P10140 (1-200µl Gen2 Tip Box), P10109 (100-1000µl Gen2 Tip Box), P70201 (5 Place Linear Pipette Stand), Pipette Bench-top Hangers, Abdos Biodegradable Pen & Pencil Set | [7 empty] | 1 17630
Elegant Starter Pack 01, Includes: E11151 (0.1-10µ1 Pipette), E11153 (10-100µ1 Pipette), Elegant Starter E11156 (100-1000µ1 Pipette), P10139 (0.1-10µ1 Gen2Tip Box), P10140 (1-200µ1 Gen2 Tip Box), E11159 1 35100 Pack 01 P10109 (100-1000µ1 Gen2 Tip Box), P70201 (5 Place Linear Pipette Stand), Pipette Benchtop Hangers, Abdos Biodegradable Pen & Pencil Set
E11160 |  |  | Elegant Starter Pack 02 |  |  |  | Elegant Starter Pack 02, Includes: E11152 (2-20µ1 Pipette), E11154 (20-200µ1 Pipette), E11156 (100-1000µ1 Pipette), P10139 (0.1-1 0µI Gen2 Tip Box), P10140 (1-200µ1 Gen2 Tip Box), P10109 (100-1000µ1 Gen2Tip Box), P70201 (5 Place Linear Pipette Stand), Pipette Benchtop Hangers, Abdos Biodegradable Pen & Pencil Set | [7 empty] | 1 35100
www.abdoslifesciences.com
41 | Premium Plus Pipettes Fully-Autoclavable
42 | Starter Packs - Elegent & Premium Plus
46

## Table 24
Premium Plus Multi Channel Pipettes ABDOS Premium Plus Multi-Channel Pipette meets the highest needs in precision and accuracy – combined with ultimate ergonomics and increased flexibility with sophisticated blend of features and functionality. These fully autoclavable 8-channel and 12-multichannel pipette is available for Standard 96-well plates. Individual piston and Tip cone assemblies allow easy repair and maintenance. It is easy to calibrate and maintain with tools supplied. Calibrated in accordance with ISO8655. The quality control includes the gravimetric testing with distilled water at 22°C. It is supplied with operator manual that provides complete information on recalibration and maintenance of the pipette.
Volume Adjustment: Simply turn the plunger button for volume selection.
Comfortable Finger Support: Helps in prolonged pipetting operation with less fatigue.
Fully Autoclavable without disassembly with steam Sterilization at 121°C, 1atm for 20 minutes. Does not require any special preparations.
Clear and easy read display with large numbers and precise increment. | Tip Ejector: Allows convenient one handed operation. Very low operating force.
Ejector Coller And Tip Cone can be removed.
Rotating Dispensing Heads provides effortless pipetting.
Chemical Resistance Tip Cone: Optimized Standard Design. Pipette tips from ABDOS and other manufacturers can be used.
www.abdoslifesciences.com
47

## Table 25
• Abdos Premium Plus Multi-channel Pipettes have a unique ergonomic design for comfortable finger support and convenient tip ejector design allows one-handed operation. • The dispensing head of these pipettes rotate for optimum pipetting. • The special compound material tip cone design allows visual seal verification and has excellent chemical resistance. • Individual piston and tip cone assemblies allow easy repair and maintenance. • Volume settings can be clearly read through digital display. • Abdos Premium Plus Multi-channel Pipettes are easy to calibrate and maintain with the tools supplied. • These pipettes are designed to avoid repetitive strain injuries. • All Abdos pipettes are supplied with operator manual that provides complete information on recalibration and maintenance of the pipettes.
[6 empty] | Maximum Permissible Systematic Error | [5 empty] | Maximum Permissible Random Error
Code | Capacity | Increment |  | Test Volume |  | Inaccuracy |  |  |  | Inaccuracy |  | Imprecision |  | Imprecision |  | No./case | Price/case (₹)
|  |  |  | 10 µl |  |  | ± 1.50 % |  | ± 0.15 µl |  | ± 1.50 % |  | ± 0.15 µl
E11136 | 0.5 – 10 µl |  | 0.1 µl | 5 µl |  |  | ± 2.50 % |  | ± 0.125 µl |  | ± 2.50 % |  | ± 0.125 µl |  | 1 |  | 26172
|  |  |  | 1 µl |  |  | ± 4.00 % |  | ± 0.04 µl |  | ± 4.00 % |  | ± 0.04 µl
|  |  |  | 50 µl |  |  | ± 1.00 % |  | ± 0.50 µl |  | ± 0.50 % |  | ± 0.25 µl
E11137 | 5 – 50 µl |  | 0.5 µl | 25 µl |  |  | ± 1.50 % |  | ± 0.375 µl |  | ± 1.00 % |  | ± 0.25 µl |  | 1 |  | 26172
|  |  |  | 5 µl |  |  | ± 3.00 % |  | ± 0.15 µl |  | ± 2.00 % |  | ± 0.10 µl
|  |  |  | 300 µl |  |  | ± 0.70 % |  | ± 2.10 µl |  | ± 0.25 % |  | ± 0.75 µl
E11138 | 50 – 300 µl |  | 5 µl | 150 µl |  |  | ± 1.00 % |  | ± 1.50 µl |  | ± 0.50 % |  | ± 0.75 µl |  | 1 |  | 26172
|  |  |  | 50 µl |  |  | ± 1.50 % |  | ± 0.75 µl |  | ± 0.80 % |  | ± 0.40 µl
[6 empty] | Maximum Permissible Systematic Error | [5 empty] | Maximum Permissible Random Error
Code | Capacity | Increment |  | Test Volume |  | Inaccuracy |  |  |  | Inaccuracy |  | Imprecision |  | Imprecision |  | No./case | Price/case (₹)
|  |  |  | 10 µl |  |  | ± 1.50 % |  | ± 0.15 µl |  | ± 1.50 % |  | ± 0.15 µl
E11139 | 0.5 – 10 µl |  | 0.1 µl | 5 µl |  |  | ± 2.50 % |  | ± 0.125 µl |  | ± 2.50 % |  | ± 0.125 µl |  | 1 |  | 27958
|  |  |  | 1 µl |  |  | ± 4.00 % |  | ± 0.04 µl |  | ± 4.00 % |  | ± 0.04 µl
|  |  |  | 50 µl |  |  | ± 1.00 % |  | ± 0.50 µl |  | ± 0.50 % |  | ± 0.25 µl
E11140 | 5 – 50 µl |  | 0.5 µl | 25 µl |  |  | ± 1.50 % |  | ± 0.375 µl |  | ± 1.00 % |  | ± 0.25 µl |  | 1 |  | 27958
|  |  |  | 5 µl |  |  | ± 3.00 % |  | ± 0.15 µl |  | ± 2.00 % |  | ± 0.10 µl
|  |  |  | 300 µl |  |  | ± 0.70 % |  | ± 2.10 µl |  | ± 0.25 % |  | ± 0.75 µl
E11141 | 50 – 300 µl |  | 5 µl | 150 µl |  |  | ± 1.00 % |  | ± 1.50 µl |  | ± 0.50 % |  | ± 0.75 µl |  | 1 |  | 27958
|  |  |  | 50 µl |  |  | ± 1.50 % |  | ± 0.75 µl |  | ± 0.80 % |  | ± 0.40 µl
• Holds five standard size pipettes. • Racks are mounted on their own stand. • Keeps working area or desk free from clutter.
Code | No. of Places | L x W x H |  |  | No./case |  |  | Price/case (₹)
P70201 5 190 x 135 x 265 mm 1 3214
www.abdoslifesciences.com
43 | Premium Plus 8-Channel Adjustable Multichannel Pipette
44 | Premium Plus 12-Channel Adjustable Multichannel Pipette
45 | Pipette Rack Stand, ACRYLIC
48

## Table 26
• Holds Six standard size pipettes. • The Carousel Stand rotates smoothly and comfortably. • Keeps working area or desk free from clutter.
Code | No. of Places | No./case | Price/case (₹)
P70203 6 1 7495
• Abdos Premium electronic pipette is fast, precise with an ergonomic design that is easy to use in laboratories. • High accuracy, high performance stepper motor ensures accuracy and repeatability, eliminating manual pipetting errors. A motor driven digital control pipette with multi-function Pipetting, Mixing, Stepper and Dilution. • 2 buttons handle all operational settings. • Light weight, ergonomic design, small body dimension for easy handling that guarantees fatigue free pipetting. • Adjustable speeds for aspiration and dispensing. • Comprehensive range with easy programming. • Motor driven with build-in-error control improving pipetting precision and providing reliable results. • Highly efficient lithium-ion battery offering long running time with each charge makes the Premium Electronic Pipette a work-horse during busy times in the laboratories. • Lower part is autoclavable. • Reduces workload and improves the accuracy and precision. • A bright LED display makes setting and reading easy, thus reducing or eliminating errors. • User can Self-calibrate by limiting the pipette to a PC via USB connector.
Code | Capacity | Increment | Test Volume | Inaccuracy | Inaccuracy |  |  | Imprecision |  |  |  | Imprecision |  | No./case | Price/case (₹)
E11161 | 0.5 - 10 µl | 0.01 µl | 10 µl 1 µl | ± 1.0 % ± 3.5 % | ± 0.10 µl ± 0.035 µl |  |  | 0.05 *s.d µl 0.03 *s.d µl |  |  |  | 0.5 CV% 3.0 CV% |  | 1 | 44613
50 µl | [5 empty] | ± 0.8 % | ± 0.40 µl |  |  |  | 0.15 *s.d µl |  | 0.3 CV %
5 µl | [5 empty] | ± 3.0 % | ± 0.15 µl |  |  |  | 0.125 *s.d µl |  | 2.5 CV %
E11162 5 - 50 µl 0.1 µl E11164 100 – 1000 µl 5 µl | [9 empty] | 1 44613 1 44613
E11163 30 - 300 µl 1 µl 1 44613
300 µl | [5 empty] | ± 0.6 % | ± 1.8 µl |  | 0.6 *s.d µl |  |  |  | 0.2 CV %
30 µl | [5 empty] | ± 3.0 % | ± 0.9 µl |  | 0.21 *s.d µl |  |  |  | 0.7 CV %
1000 µl | [5 empty] | ± 0.6 % | ± 6.0 µl |  | 2.0 *s.d µl |  |  |  | 0.2 CV %
100 µl | [5 empty] | ± 3.0 % | ± 3.0 µl |  | 0.6 *s.d µl |  |  |  | 0.6 CV %
www.abdoslifesciences.com
47 | Premium Electronic Pipette
46 | Pipette Rack Stand (Carsol Type), PP
49

## Table 27
• Bulk Micro Tips are offered in resealable zip lock bag. • The micro Tips can be manually accumulated in empty boxes. • The product is free from contamination and dust. • Abdos polyethylene pouches are recyclable. | [15 empty] | P10115 P10137 P10129 P10130
Code |  | Capacity | Colour |  | No./case |  |  |  | Price/case (₹) |  |  |  |  | Price/192 case (₹)
P10115 |  | 0.1 - 10 µl (Graduated) | Natural |  | 1000 |  |  |  | 576 |  |  |  |  | 103956
P10137 | 0.1 - 10 µl Extended (Graduated) |  | Natural |  |  | 1000 |  |  |  | 576 |  |  | 103956 |  | P10138
P10129 | 1 - 200 µl (Bevelled Graduated) |  | Yellow |  |  | 1000 |  |  |  | 469 |  |  | 84645
P10130 | 1 - 200 µl (Bevelled Graduated) |  | Natural |  |  | 1000 |  |  |  | 469 |  |  | 84645
P10101 | 1 - 200 µl (Ultra Point Tip Orifice) |  | Yellow |  |  | 1000 |  |  |  | 482 |  |  | 86991 |  | P10102
P10105 | 1 - 200 µl (Ultra Point Tip Orifice) |  | Natural |  |  | 1000 |  |  |  | 482 |  |  | 86991
P10138 | 1 - 300 µl (Graduated) |  | Natural |  |  | 1000 |  |  |  | 587 |  |  | 105941 |  | P10175
P10102 | 100 - 1000 µl (Graduated) |  | Blue |  |  | 500 |  |  |  | 346 |  |  | 62446
P10106 | 100 - 1000 µl (Graduated) |  | Natural |  |  | 500 |  |  |  | 346 |  |  | 62446
P10174 | 100 - 1000 µl XL (Graduated) |  | Natural |  |  | 500 |  |  |  | 409 |  |  | 73816
P10175 | 100 - 1250 µl (Graduated) |  | Natural |  |  | 500 |  |  |  | 404 |  |  | 72914
• The ergonomically optimized cone geometry provides the optimal pipette fit on the models from other manufacturers. • Fine Graduations make visual checks of the pipetting volume even easier.
P10144
Code |  | Capacity | Colour |  | No./case |  |  |  | Price/case (₹)
P10144 |  | 1 - 5 ml (Graduated) | Natural |  | 100 |  |  |  | 512
P10145 P10145 1 - 10 ml (Graduated) Natural 100 1023
• Individually wrapped pipette tips are manufactured as per the sterile purity level. • Sterile individually wrapped tips have beed validated according to ISO 11137 SAL 10-6.
Code |  | Capacity |  | Colour |  |  |  | No./case |  |  |  | Price/case (₹)
P10164 |  | 0.1 - 10 µl (Graduated) |  | Natural |  |  |  | 350 |  |  |  | 1149
P10165 | 0.1 - 10 µl (Extended Graduated) |  |  |  | Natural |  | 350 |  |  |  | 1149
P10161 | 1 - 200 µl (Bevelled Graduated) |  |  |  | Natural |  | 350 |  |  |  | 1149
P10166 | 1 - 300 µl (Graduated) |  |  |  | Natural |  | 350 |  |  |  | 1149
P10163 | 100 - 1000 µl (Graduated) |  |  |  | Natural |  | 350 |  |  |  | 1246
P10167 | 100 - 1000 µl XL (Graduated) |  |  |  | Natural |  | 100 |  |  |  | 382
P10168 | 100 - 1250 µl (Graduated) |  |  |  | Natural |  | 100 |  |  |  | 378
P10169 | 100 - 5000 µl (Graduated) |  |  |  | Natural |  | 60 |  |  |  | 893
P10170 | 500 - 10000 µl (Graduated) |  |  |  | Natural |  | 50 |  |  |  | 1112
www.abdoslifesciences.com
48 | Pipette Tips, Bulk in Resealable Bags, PP
49 | Large Volume Pipette Tips, Bulk in Resealable Bags, PP
50 | PureRight™ Pipette Tips, Individually Wrapped, Sterile, PP
53

## Table 28
• Gen 2 Racked Micro Tips are offered in prefilled racks that don’t require manual accumulation in empty boxes. • Polypropylene racks are very robust, sturdy with consistent and thick wall thickness. • Gen 2 Racks are hinged with transparent lid & base providing excellent view inside the box. • Gen 2 Racks are stackable. Reusable once empty.
Code | Capacity |  |  |  |  | Colour |  | No./case |  |  | Price/case (₹)
P10116 | 0.1 – 10 μl (Graduated) |  |  |  |  | Natural |  | 10 Racks x 96 pcs |  |  | 2107
P10139 | 0.1 – 10 μl Extended (Graduated) |  |  |  | Natural |  |  |  | 10 Racks x 96 pcs |  |  |  | 2107
P10140 | 1 - 200 µl (Bevelled Graduated) |  |  |  | Yellow |  |  |  | 10 Racks x 96 pcs |  |  |  | 2146
P10141 | 1 - 200 µl (Bevelled Graduated) |  |  |  | Natural |  |  |  | 10 Racks x 96 pcs |  |  |  | 2146
P10107 | 1 - 200 µl (Ultra Point Tip Orifice) |  |  |  | Yellow |  |  |  | 10 Racks x 96 pcs |  |  |  | 2210
P10108 | 1 - 200 µl (Ultra Point Tip Orifice) |  |  |  | Natural |  |  |  | 10 Racks x 96 pcs |  |  |  | 2210
P10142 | 1 - 300 μl (Graduated) |  |  |  | Natural |  |  |  | 10 Racks x 96 pcs |  |  |  | 2146
P10109 | 100 - 1000 μl (Graduated) |  |  |  | Blue |  |  |  | 10 Racks x 96 pcs |  |  |  | 2334
P10110 | 100 - 1000 μl (Graduated) |  |  |  | Natural |  |  |  | 10 Racks x 96 pcs |  |  |  | 2334
P10155 | 100 - 1000 μl XL (Graduated) |  |  |  | Natural |  |  |  | 10 Racks x 96 pcs |  |  |  | 2429
P10157 | 100 - 1250 μl (Graduated) |  |  |  | Natural |  |  |  | 10 Racks x 96 pcs |  |  |  | 2517
P10159 | 100 - 5000 μl (Graduated) |  |  |  | Natural |  |  |  | 6 Racks x 24 pcs |  |  |  | 2121
P10160 | 500 - 10000 μl (Graduated) |  |  |  | Natural |  |  |  | 6 Racks x 24 pcs |  |  |  | 3175
Code | Capacity |  |  |  | Colour |  |  | No./case |  |  | Price/case (₹)
P10117 | 0.1 – 10 μl (Graduated) |  |  |  | Natural |  |  | 10 Racks x 96 pcs |  |  | 2592
P10147 | 0.1 – 10 μl Extended (Graduated) |  |  | Natural |  |  |  |  | 10 Racks x 96 pcs | 2547
P10148 | 1 - 200 µl (Bevelled Graduated) |  |  | Natural |  |  |  |  | 10 Racks x 96 pcs | 2581
P10149 | 1 - 200 µl (Bevelled Graduated) |  |  | Yellow |  |  |  |  | 10 Racks x 96 pcs | 2581
P10111 | 1 - 200 µl (Ultra Point Tip Orifice) |  |  | Yellow |  |  |  |  | 10 Racks x 96 pcs | 2643
P10112 | 1 - 200 µl (Ultra Point Tip Orifice) |  |  | Natural |  |  |  |  | 10 Racks x 96 pcs | 2643
P10150 | 1 - 300 μl (Graduated) |  |  | Natural |  |  |  |  | 10 Racks x 96 pcs | 2581
P10113 | 100-1000 μl (Graduated) |  |  | Blue |  |  |  |  | 10 Racks x 96 pcs | 2865
P10114 | 100 - 1000 μl (Graduated) |  |  | Natural |  |  |  |  | 10 Racks x 96 pcs | 2865
P10156 | 100 - 1000 μl XL (Graduated) |  |  | Natural |  |  |  |  | 10 Racks x 96 pcs | 2823
P10158 | 100 - 1250 μl (Graduated) |  |  | Natural |  |  |  |  | 10 Racks x 96 pcs | 2879
P10171 | 100 - 5000 μl (Graduated) |  |  | Natural |  |  |  |  | 6 Racks x 24 pcs | 2370
P10178 | 500 - 10000 μl (Graduated) |  |  | Natural |  |  |  |  | 6 Racks x 24 pcs | 3429
• Racked Micro Tips are offered in prefilled trays that can be directly loaded in the box. • Easy to load and remove into boxes. • Saves time and costs of manual accumulation in empty boxes. • More Cost effective and economical than racked micro tips. • Fits Perfectly onto Abdos Gen 2 Boxes. • 12 x 8 Array to align the contents in the box. • Can be autoclaved when racked.
Code | Capacity |  | Colour |  |  |  | No./case |  |  |  |  | Price/case (₹)
P10118 | 0.1 - 10 μl (Graduated) |  | Natural |  |  |  | 12 Refill Racks x 96 Pcs |  |  |  |  | 1644
P10152 | 1 - 200 µl (Bevelled Graduated) | Natural |  |  |  |  | 10 Refill Racks x 96 Pcs | [5 empty] | 1435
P10153 | 1 - 200 µl (Bevelled Graduated) | Yellow |  |  |  |  | 10 Refill Racks x 96 Pcs | [5 empty] | 1435
P10119 | 1 - 200 µl (Ultra Point Tip Orifice) | Yellow |  |  |  |  | 10 Refill Racks x 96 Pcs | [5 empty] | 1479
P10120 | 1 - 200 µl (Ultra Point Tip Orifice) | Natural |  |  |  |  | 10 Refill Racks x 96 Pcs | [5 empty] | 1479
P10154 | 1 - 300 μl (Graduated) | Natural |  |  |  |  | 10 Refill Racks x 96 Pcs | [5 empty] | 1435
P10176 | 100 - 1000 XL μl (Graduated) | Natural |  |  |  |  | 6 Refill Racks x 96 Pcs | [5 empty] | 979
P10177 | 100 - 1250 μl (Graduated) | Natural |  |  |  |  | 6 Refill Racks x 96 Pcs | [5 empty] | 979
www.abdoslifesciences.com
51 | Pipette Tips, Gen 2, Racked, PP
52 | Pipette Tips, Gen 2, Sterile Racked, PP
53 | Pipette Tips, Refill Pack, PP
54

## Table 29
• Bulk Last DropTM Micro Tips are offered in resealable zip lock bag. • Tips can be manually accumulated in empty boxes. • The product is free from contamination and dust. • Abdos polyethylene pouches are recyclable. • Individually wrapped pipette tips are manufactured as per the sterile purity level • Sterile individually wrapped tips have beed validated according to ISO 11137 SAL 10-6 | [11 empty] | P10001 P10002 P10003 P10004 P10005 P10006 P10007
Code |  | Capacity |  | Colour |  |  |  | No./case |  | Price/case (₹)
P10001 |  | 0.1 - 10 µl (Graduated) |  | Natural |  |  |  | 1000 |  | 997
P10002 | 0.1 - 10 µl Extended (Graduated) |  |  |  | Natural |  |  |  | 1000 |  | 997
P10003 | 1 - 200 µl (Bevelled Graduated) |  |  |  | Natural |  |  |  | 1000 |  | 1234
P10004 | 1 - 200 µl (Ultra Point Tip Orifice) |  |  |  | Natural |  |  |  | 1000 |  | 1296
P10005 | 1 - 300 µl (Graduated) |  |  |  | Natural |  |  |  | 1000 |  | 1120
P10006 | 100 - 1000 µl (Graduated) |  |  |  | Natural |  |  |  | 500 |  | 772
P10007 | 100 - 1000 µl XL (Graduated) |  |  |  | Natural |  |  |  | 500 |  | 778
P10008 | 100 - 1250 µl (Graduated) |  |  |  | Natural |  |  |  | 500 |  | 772
Code |  | Capacity |  | Colour |  |  |  | No./case |  | Price/case (₹)
P10010 |  | 0.1 - 10 μl (Graduated) |  | Natural |  |  |  | 350 |  | 1335
P10011 | 0.1 - 10 μl Extended (Graduated) |  |  |  | Natural |  |  |  | 350 |  | 1335
P10012 | 1 - 200 μl (Bevelled Graduated) |  |  |  | Natural |  |  |  | 350 |  | 1335
P10013 | 1 - 300 μl (Graduated) |  |  |  | Natural |  |  |  | 350 |  | 1335
P10014 | 100 - 1000 μl (Graduated) |  |  |  | Natural |  |  |  | 350 |  | 1534
P10015 | 100 - 1000 μl XL (Graduated) |  |  |  | Natural |  |  |  | 100 |  | 458
P10016 | 100 - 1250 μl (Graduated) |  |  |  | Natural |  |  |  | 100 |  | 453
• Gen 2 Racked Last DropTM Micro Tips are offered in prefilled racks that do not require manual accumulation in empty boxes. • Polypropylene racks are very robust, sturdy with consistent and thick wall thickness. • Can be used for repeat autoclaving. • Gen 2 Racks are hinged with transparent lid & base providing excellent view inside the box. • Gen 2 Racks are stackable and reusable once empty.
Code |  | Capacity | Colour |  |  |  | No./case |  |  |  | Price/case (₹)
P10020 |  | 0.1 – 10 μl (Graduated) | Natural |  |  |  | 10 Racks x 96 pcs |  |  |  | 2864
P10021 | 0.1 – 10 μl Extended (Graduated) |  |  | Natural |  | 10 Racks x 96 pcs |  |  |  | 2864
P10022 | 1 - 200 µl (Bevelled Graduated) |  |  | Natural |  | 10 Racks x 96 pcs |  |  |  | 2931
P10023 | 1 - 200 µl (Ultra Point Tip Orifice) |  |  | Natural |  | 10 Racks x 96 pcs |  |  |  | 3017
P10024 | 1 - 300 μl (Graduated) |  |  | Natural |  | 10 Racks x 96 pcs |  |  |  | 2921
P10025 | 100-1000 μl (Graduated) |  |  | Natural |  | 10 Racks x 96 pcs |  |  |  | 3290
P10026 | 100 - 1000 μl XL (Graduated) |  |  | Natural |  | 10 Racks x 96 pcs |  |  |  | 3304
P10027 | 100 - 1250 μl (Graduated) |  |  |  |  | 10 Racks x 96 pcs |  |  |  | 3290
www.abdoslifesciences.com
56 | Last DropTM Low Retention Pipette Tips, Gen 2, Racked, PP
54 | Last DropTM Low Retention Pipette Tips, Bulk in Resealable Bags, PP
55 | PureRight™ Last Drop Low Retention Pipette Tips, Individually Wrapped, Sterile, PP
57

## Table 30
Code | Capacity |  |  | Colour |  | No./case | Price/case (₹)
P10040 | 0.1 – 10 μl (Graduated) |  |  | Natural |  | 10 Racks x 96 pcs | 3322
P10041 |  | 0.1 – 10 μl Extended (Graduated) |  | Natural |  | 10 Racks x 96 pcs |  |  | 3322
P10042 |  | 1 - 200 µl (Bevelled Graduated) |  | Natural |  | 10 Racks x 96 pcs |  |  | 3383
P10043 |  | 1 - 200 µl (Ultra Point Tip Orifice) |  | Natural |  | 10 Racks x 96 pcs |  |  | 3473
P10044 |  | 1 - 300 μl (Graduated) |  | Natural |  | 10 Racks x 96 pcs |  |  | 3383
P10045 |  | 100 - 1000 μl |  | Natural |  | 10 Racks x 96 pcs |  |  | 3886
P10046 |  | 100 - 1000 μl XL (Graduated) |  | Natural |  | 10 Racks x 96 pcs |  |  | 3899
P10047 |  | 100 - 1250 μl (Graduated) |  | Natural |  | 10 Racks x 96 pcs |  |  | 3886
• Racked Micro Tips are offered in prefilled trays that can be directly loaded in the box. • Easy to load and remove into boxes. • Saves time and costs of manual accumulation in empty boxes. • Fits Perfectly onto Abdos Gen2 Boxes. • 12 x 8 Array to align the contents in the box. • Can be autoclaved when racked.
Code | Capacity |  | Colour |  | No./case |  |  | Price/case (₹)
P10060 | 0.1 - 10 μl (Graduated) |  | Natural |  | 12 Refill Racks x 96 pcs |  |  | 2345
P10061 | 1 - 200 µl (Bevelled Graduated) |  |  | Natural | 10 Refill Racks x 96 pcs |  |  | 1957
P10062 | 1 - 200 µl (Ultra Point Tip Orifice) |  |  | Natural | 10 Refill Racks x 96 pcs |  |  | 2036
P10063 | 1 - 300 μl (Graduated) |  |  | Natural | 10 Refill Racks x 96 pcs |  |  | 1957
P10064 | 100 - 1000 μl XL (Graduated) |  |  | Natural | 6 Refill Racks x 96 pcs |  |  | 2216
P10065 | 100 - 1250 μl (Graduated) |  |  | Natural | 6 Refill Racks x 96 pcs |  |  | 2205
Abdos Life Science successfully filed PATENT in Pipette Tip Box Category Anti-Warpage Technology offers Design with consistent strength & security at liquid handling wall thickness for repetitive use in single and multi-channel pipettes Transparent top cover & bottom Hinged lid provides fast, safe pipette provides an excellent view of the tip access Micro Tips inside the box Green Manufacturing & Reusable once empty, saves plastics
Anti-Warpage Anti-Shrink Robust Design Technology Technology & Strength
www.abdoslifesciences.com
57 | Last DropTM Low Retention Pipette Tips, Gen 2, Sterile Racked, PP
58 | Last DropTM Low Retention Pipette Tips, Refill Pack, PP
58

## Table 31
• Bulk Filter Pipette Tips are offered in resealable zip lock bag. • Tips can be manually accumulated in empty boxes. • The product is free from contamination and dust. • Abdos polyethylene pouches are recyclable. • The ergonomically optimized cone geometry provides the optimal pipette fit on the models from other manufacturers. • Fine Graduations make visual checks of the pipetting volume even easier. P11018 500 - 10000 µl (Graduated) Natural 100 2006 | [8 empty] | P11001 P11002 P11003 P11004 P11005 P11006 P11007 P11015 P11016 P11017 P11018
Code |  | Capacity |  | Colour | No./case |  |  | Price/case (₹)
P11001 |  | 0.1 - 10 µl (Graduated) |  | Natural | 1000 |  |  | 2388
P11002 | 0.1 - 10 µl Extended (Graduated) |  | Natural |  |  | 1000 | 2388
P11003 | 1 - 20 µl (Bevelled Graduated) |  | Natural |  |  | 1000 | 2580
P11004 | 1 - 100 µl (Bevelled Graduated) |  | Natural |  |  | 1000 | 2580
P11005 | 1 - 200 µl (Bevelled Graduated) |  | Natural |  |  | 1000 | 2580
P11006 | 1 - 300 µl (Graduated) |  | Natural |  |  | 1000 | 2580
P11007 | 100 - 1000 µl (Graduated) |  | Natural |  |  | 500 | 1648
P11015 | 100 - 1000 µl XL (Graduated) |  | Natural |  |  | 500 | 2102
P11016 | 100 - 1250 µl (Graduated) |  | Natural |  |  | 500 | 2092
Code |  | Capacity |  | Colour | No./case |  |  | Price/case (₹)
P11017 |  | 100 - 5000 µl (Graduated) |  | Natural | 100 |  |  | 1461
• PureRight™ Individually wrapped Filter Tips are offered in sealed proof packaging. • These tips are gamma radiated. • The product is free from contamination and dust. • Every piece comes with infographics of Lot & Expiry details. • Abdos polyethylene pouches are recyclable.
Code |  | Capacity |  | Colour | No./case |  |  | Price/case (₹)
P11008 |  | 0.1 - 10 µl (Graduated) |  | Natural | 350 |  |  | 1792
P11009 | 0.1 - 10 µl Extended (Graduated) |  | Natural |  |  | 350 | 1792
P11010 | 1 - 20 µl (Graduated) |  | Natural |  |  | 350 | 1792
P11011 | 1 - 100 µl (Graduated) |  | Natural |  |  | 350 | 1792
P11012 | 1 - 200 µl (Graduated) |  | Natural |  |  | 350 | 1792
P11013 | 1 - 300 µl (Graduated) |  | Natural |  |  | 350 | 1792
P11014 | 100 - 1000 µl (Graduated) |  | Natural |  |  | 350 | 2139
P11019 | 100 - 1000 µl XL (Graduated) |  | Natural |  |  | 100 | 637
P11049 | 100 - 1250 µl (Graduated) |  | Natural |  |  | 100 | 637
P10099 | 100 - 5000 µl (Graduated) |  | Natural |  |  | 60 | 1210
P10100 | 500 - 10000 µl (Graduated) |  | Natural |  |  | 50 | 2106
www.abdoslifesciences.com
59 | Filter Pipette Tips, Bulk in Resealable Bags, PP
60 | Large Volume Filter Pipette Tips, Bulk in Resealable Bags, PP
61 | PureRight™ Filter Pipette Tips, Individually Wrapped, Sterile, PP
61

## Table 32
• Gen 2 Racked Filter Tips are offered in prefilled racks that do not require manual accumulation in empty boxes. • Polypropylene racks are very robust, sturdy with consistent and thick wall thickness. • Gen 2 Racks are hinged with transparent lid & base providing excellent view inside the box. • Gen 2 Racks are stackable and reusable once empty.
Code |  | Capacity |  |  |  | Colour | No./case |  |  |  | Price/case (₹)
P11020 |  | 0.1 - 10 μl (Graduated) |  |  |  | Natural | 10 Racks x 96 pcs |  |  |  | 3996
P11022 |  |  | 0.1 - 10 μl Extended (Graduated) |  |  | Natural | 10 Racks x 96 pcs | [5 empty] | 4104
P11024 |  |  | 1 -20 μl (Bevelled Graduated) |  |  | Natural | 10 Racks x 96 pcs | [5 empty] | 3996
P11026 |  |  | 1 -50 μl (Bevelled Graduated) |  |  | Natural | 10 Racks x 96 pcs | [5 empty] | 3996
P11028 |  |  | 1 -100 μl (Bevelled Graduated) |  |  | Natural | 10 Racks x 96 pcs | [5 empty] | 3996
P11032 |  |  | 1 - 200 µl (Bevelled Graduated) |  |  | Natural | 10 Racks x 96 pcs | [5 empty] | 3996
P11034 |  |  | 1 - 300 μl (Graduated) |  |  | Natural | 10 Racks x 96 pcs | [5 empty] | 3996
P11036 |  |  | 100-1000 μl (Graduated) |  |  | Natural | 10 Racks x 96 pcs | [5 empty] | 4595
P11038 |  |  | 100 - 1000 μl XL (Graduated) |  |  | Natural | 10 Racks x 96 pcs | [5 empty] | 4871
P11039 |  |  | 100 - 1250 μl (Graduated) |  |  | Natural | 10 Racks x 96 pcs | [5 empty] | 4860
P11030 |  |  | 100 - 5000 μl (Graduated) |  |  | Natural | 6 Racks x 24 pcs | [5 empty] | 2781
P11031 |  |  | 500 - 10000 μl (Graduated) |  |  | Natural | 6 Racks x 24 pcs | [5 empty] | 4012
Code | Capacity |  |  | Colour |  | No./case |  | Price/case (₹) |  |  |  | No./Bulk Case |  | Price/Bulk Case (₹)
P11021 | 0.1 - 10 μl (Graduated) |  |  | Natural |  | 10 Racks x 96 pcs |  | 4155 |  |  |  | 20 |  | 78116
P11023 | 0.1 - 10 μl Extended (Graduated) |  |  |  | Natural | 10 Racks x 96 pcs |  |  | 4266 | 20 |  |  |  | 80206
P11025 | 1-20 μl (Bevelled Graduated) |  |  |  | Natural | 10 Racks x 96 pcs |  |  | 4155 | 20 |  |  |  | 78116
P11027 | 1-50 μl (Bevelled Graduated) |  |  |  | Natural | 10 Racks x 96 pcs |  |  | 4155 | 20 |  |  |  | 78116
P11029 | 1-100 μl (Bevelled Graduated) |  |  |  | Natural | 10 Racks x 96 pcs |  |  | 4155 | 20 |  |  |  | 78116
P11033 | 1 - 200 µl (Bevelled Graduated) |  |  |  | Natural | 10 Racks x 96 pcs |  |  | 4155 | 20 |  |  |  | 78116
P11035 | 1 - 300 µl (Graduated) |  |  |  | Natural | 10 Racks x 96 pcs |  |  | 4155 | 20 |  |  |  | 78116
P11037 | 100-1000 µl (Graduated) |  |  |  | Natural | 10 Racks x 96 pcs |  |  | 4786 | 20 |  |  |  | 89980
P11047 | 100 - 1000 µl XL (Graduated) |  |  |  | Natural | 10 Racks x 96 pcs |  |  | 5120 | 20 |  |  |  | 96251
P11048 | 100 - 1250 µl (Graduated) |  |  |  | Natural | 10 Racks x 96 pcs |  |  | 5109 | 20 |  |  |  | 96046
P10172 | 100 - 5000 µl (Graduated) |  |  |  | Natural | 6 Racks x 24 pcs |  |  | 3025 | 20 |  |  |  | 56865
P10173 | 500 - 10000 µl (Graduated) |  |  |  | Natural | 6 Racks x 24 pcs |  |  | 4278 | 20 |  |  |  | 80431
www.abdoslifesciences.com
62 | Filter Pipette Tips - Gen 2, Racked, PP
63 | Filter Pipette Tips, Sterile Gen 2 Racked, PP
62

## Table 33
LAST DROPTM Filter Tips Features
The retention lavel is minimal with viscous liquid, thus reducing sample retention for precision & saves on costly reagents. All Tips are manufactured from ultra pure USP Class VI certified virgin polypropylene to ensure the
highest quality. Free from, heavy metals natural rubber & inhibitory plasticizers. Superior leeching performance in its class assures contamination free results. Precise safety gap between liquid & filter for electronic pipette and reverse pipetting. Optimal surface for enhanced dispensing behaviour & minimal sample loss of highly viscous liquids or samples containing detergents.
Best Suited for Biological application. 99.9% Bacterial Aerosol Filtration Efficiency (BFE), (ASTM F21012). Abdos Filter is 100% pure porous PE. It makes Recovery of Samples from Wetted, Filtered Non Hemolytic (Modified ASTM F 756-08 without Contamination. Hemolysis Direct Contact GLP with Human Blood). Non Cytotoxic (ISO 10993-5 MRM, Minimal Essential Media Elution, GLP Compliant). Inert, Hydrophobic Filter does not trap or block the liquid.
www.abdoslifesciences.com
Proprietary polyethylene super filter provides aerosol and aqueous liquid by-pass prevention in over-pipetting hereby preventing cross contamination.
Hydrophobic filter that is additive free and does not absorb samples.
Precise graduation mark for error free pipetting.
Diamond polished moulds for an extremely hydrophobic & smooth surface to ensure lowest retention in its class.
Super homogenous surface free sites prevent non-specific binding.
63

## Table 34
• Bulk Last DropTM Filter Tips are offered in resealable zip lock bag. • The micro Tips can be manually accumulated in empty boxes. • The product is free from contamination and dust. • Abdos polyethylene pouches are recyclable. • Individually wrapped Filter Tips are offered in sealed proof packaging. • These tips are gamma radiated. • The product is free from contamination and dust. • Every piece comes with infographics of Lot and Expiry details. • Abdos polyethylene pouches are recyclable. | [6 empty] | P11050 P11051 P11052 P11053 P11054 P11055 P11056 P11057 P11058
Code | Capacity |  | Colour | No./case |  | Price/case (₹)
P11050 | 0.1 - 10 μl (Graduated) |  | Natural | 1000 |  | 3099
P11051 |  | 0.1 - 10 μl (Extended Graduated) | Natural |  | 1000 | 3210
P11052 |  | 1 - 20 μl (Bevelled Graduated) | Natural |  | 1000 | 3316
P11053 |  | 1 - 100 μl (Bevelled Graduated) | Natural |  | 1000 | 3316
P11054 |  | 1 - 200 μl (Bevelled Graduated) | Natural |  | 1000 | 3316
P11055 |  | 1 - 300 μl (Graduated) | Natural |  | 1000 | 3316
P11056 |  | 100-1000 μl (Graduated) | Natural |  | 500 | 2018
P11057 |  | 100 - 1000 μl (Graduated) | Natural |  | 500 | 2165
P11058 |  | 100 - 1250 μl (Graduated) | Natural |  | 500 | 2154
Code | Capacity |  | Colour | No./case |  | Price/case (₹)
P11040 | 0.1 - 10 μl (Graduated) |  | Natural | 350 |  | 2121
P11041 | 0.1 - 10 μl Extended (Graduated) |  | Natural |  | 350 | 2121
P11042 | 1 - 20 μl (Graduated) |  | Natural |  | 350 | 2121
P11043 | 1 - 100 μl (Graduated) |  | Natural |  | 350 | 2121
P11044 | 1 - 200 µl (Graduated) |  | Natural |  | 350 | 2121
P11045 | 1 - 300 μl (Graduated) |  | Natural |  | 350 | 2121
P11046 | 100 - 1000 μl (Graduated) |  | Natural |  | 350 | 2533
P11070 | 100 - 1000 μl XL (Graduated) |  | Natural |  | 100 | 767
P11071 | 100 - 1250 μL (Graduated) |  | Natural |  | 100 | 761
www.abdoslifesciences.com
65 | PureRight™ Last Drop Low Retention Filter Pipette Tips, Individually Wrapped, Sterile, PP
64 | Last DropTM, Low Retention Filter Pipette Tips, Bulk in Resealable Bags, PP
64

## Table 35
• Gen 2 Racked Last DropTM Filter Tips are offered in prefilled racks that do not require manual accumulation in empty boxes. • Polypropylene racks are very robust, sturdy with consistent and thick wall thickness. • Gen 2 Racks are hinged with transparent lid & base providing excellent view inside the box. • Gen 2 Racks are stackable. Reusable once empty.
Code |  | Capacity |  |  |  | Colour |  |  |  | No./case |  |  |  | Price/case (₹)
P11060 |  | 0.1 - 10 μl (Graduated) |  |  |  | Natural |  |  |  | 10 Racks x 96 pcs |  |  |  | 5130
P11062 | 0.1 - 10 μl Extended (Graduated) |  |  |  | Natural |  |  |  | 10 Racks x 96 pcs |  |  |  | 5238
P11064 | 1 - 20 μl (Bevelled Graduated) |  |  |  | Natural |  |  |  | 10 Racks x 96 pcs |  |  |  | 5130
P11066 | 1 - 50 μl (Bevelled Graduated) |  |  |  | Natural |  |  |  | 10 Racks x 96 pcs |  |  |  | 5130
P11068 | 1 - 100 μl (Bevelled Graduated) |  |  |  | Natural |  |  |  | 10 Racks x 96 pcs |  |  |  | 5130
P11072 | 1 - 200 μl (Bevelled Graduated) |  |  |  | Natural |  |  |  | 10 Racks x 96 pcs |  |  |  | 5130
P11074 | 1 - 300 μl (Graduated) |  |  |  | Natural |  |  |  | 10 Racks x 96 pcs |  |  |  | 5130
P11076 | 100-1000 μl (Graduated) |  |  |  | Natural |  |  |  | 10 Racks x 96 pcs |  |  |  | 5778
P11078 | 100 - 1000 μl (XL) (Graduated) |  |  |  | Natural |  |  |  | 10 Racks x 96 pcs |  |  |  | 6043
P11080 | 100 - 1250 μl (Graduated) |  |  |  | Natural |  |  |  | 10 Racks x 96 pcs |  |  |  | 6032
Code | Capacity |  | Colour |  |  |  | No./case |  |  |  | Price/case (₹) |  |  |  |  | No./ Bulk Case |  | Price/Bulk case (₹)
P11061 | 0.1 - 10 μl (Graduated) |  | Natural |  |  |  | 10 Racks x 96 pcs |  |  |  | 5431 |  |  |  |  | 20 |  | 102112
P11063 | 0.1 - 10 μl Extended (Graduated) |  |  | Natural |  |  |  | 10 Racks x 96 pcs |  |  |  | 5544 |  |  | 20 |  | 104222
P11065 | 1 - 20 μl (Bevelled Graduated) |  |  | Natural |  |  |  | 10 Racks x 96 pcs |  |  |  | 5431 |  |  | 20 |  | 102112
P11067 | 1 - 50 μl (Bevelled Graduated) |  |  | Natural |  |  |  | 10 Racks x 96 pcs |  |  |  | 5431 |  |  | 20 |  | 102112
P11069 | 1 - 100 μl (Bevelled Graduated) |  |  | Natural |  |  |  | 10 Racks x 96 pcs |  |  |  | 5431 |  |  | 20 |  | 102112
P11073 | 1 - 200 μl (Bevelled Graduated) |  |  | Natural |  |  |  | 10 Racks x 96 pcs |  |  |  | 5431 |  |  | 20 |  | 102112
P11075 | 1 - 300 μl (Graduated) |  |  | Natural |  |  |  | 10 Racks x 96 pcs |  |  |  | 5431 |  |  | 20 |  | 102112
P11077 | 100-1000 μl (Graduated) |  |  | Natural |  |  |  | 10 Racks x 96 pcs |  |  |  | 6033 |  |  | 20 |  | 113423
P11079 | 100 - 1000 μl (XL) (Graduated) |  |  | Natural |  |  |  | 10 Racks x 96 pcs |  |  |  | 6824 |  |  | 20 |  | 128300
P11081 | 100 - 1250 μl (Graduated) |  |  | Natural |  |  |  | 10 Racks x 96 pcs |  |  |  | 6814 |  |  | 20 |  | 128095
www.abdoslifesciences.com
66 | Last DropTM, Low Retention Filter Pipette Tips - Gen 2 Racked, PP
67 | Last DropTM, Low Retention Filter Pipette Tips - Sterile Gen 2 Racked, PP
65

## Table 36
• Abdos Micro Tip Gen 2 Boxes are robust with consistent wall thickness for repetitive use in single and multi channel pipette. • Abdos Micro Tip Gen 2 Box can accommodate Abdos Micro Tips and the tip holding spaces are uniformly placed to facilitate easy use in multi channel pipette. • These boxes are stackable. • Transparent top cover provides an excellent view of the Micro Tips inside the box. • Manufactured in high quality polypropylene. • Can be autoclaved.
Code | Tip Capacity |  |  | Places |  |  | L x W x H |  |  | No./case |  | Price/case (₹)
P20101 | 0.1 - 10 μl |  |  | 96 |  |  | 126 x 93 x 70 mm |  |  | 6 |  | 993
P20102 |  | 1 - 200 µl |  |  | 96 | 127 x 93 x 70 mm |  |  | 6 |  | 993
P20104 |  | 1 - 300 μl |  |  | 96 | 146 x 101 x 75 mm |  |  | 6 |  | 1035
P20103 |  | 100 - 1000 μl |  |  | 96 | 146 x 99 x 97 mm |  |  | 6 |  | 1299
P20105 |  | 100 - 1000 μl (XL)/ 1250 μl |  |  | 96 | 146 x 99 x 120 mm |  |  | 6 |  | 1318
P20106 |  | 100 - 5000 μl |  |  | 24 | 125 x 92 x 134 mm |  |  | 6 |  | 3069
P20107 |  | 500 - 10000 μl |  |  | 24 | 125 x 92 x 172 mm |  |  | 6 |  | 3069
• Unique “trough within a trough” maximizes reagent recovery. • Convenient pour-off spouts on all four corners. • A wide base provides stability and avoids spills. • Graduated marks on inside wall. • Superior design provides stronger sidewalls. • 100ml reagent reservoir has capacity for extended multi-channel pipetting into microtiter plates. • This design allows ample clearance for all types of pipettes.
Code |  | Capacity |  |  | No./case |  |  | Price/case (₹)
P10501 |  |  | 25 ml |  |  | 10 |  |  | 1417
P10503 |  |  | 100 ml |  |  | 10 |  |  | 1657
www.abdoslifesciences.com
68 | Empty Micro Tip Gen 2 Boxes, PP
69 | Reagent Reservoir, HIPS
66

## Table 37
ABDOS TIPS & LAST DROP PIPETTE TIPS COMPATIBILITY CHART
Pipettor Brand/ Make |  |  |  |  | Elegant Pipettes
Single channel
Abdos Code for Filter Pipette Tips | Abdos Code for Last Drop Filter Pipette Tips |  | Volume |  | 0.1-2.5ul |  |  | 0.5-10ul |  |  | 2-20ul |  |  |  | 10-100ul |  |  |  | 20-200ul |  |  | 30-300ul |  |  | 100-1000ul |  |  | 1000-5000ul |  |  |  | 2000-10000ul
P10115 | P10001 |  | 0.1-10ul |  | √ |  |  | √
P10137 | P10002 |  | 0.1-10ul |  | √ |  |  | √
P10129 |  |  | 1-200ul | [7 empty] | √ |  |  |  | √ |  |  |  | √
P10130 | P10003 |  | 1-200ul | [7 empty] | √ |  |  |  | √ |  |  |  | √
P10101 |  |  | 1-200ul | [7 empty] | √ |  |  |  | √ |  |  |  | √
P10105 | P10004 |  | 1-200ul | [7 empty] | √ |  |  |  | √ |  |  |  | √
P10138 | P10005 |  | 1-300ul | [7 empty] | √ |  |  |  | √ |  |  |  | √ |  |  | √
P10102 |  |  | 100-1000ul | [21 empty] | √
P10106 | P10006 |  | 100-1000ul | [21 empty] | √
P10174 | P10007 |  | 100-1000ul | [21 empty] | √
P10175 | P10008 |  | 100-1250ul | [21 empty] | √
P10144 |  |  | 1-5ml | [24 empty] | √ |  |  |  | √
P10145 |  |  | 1-10ml | [24 empty] | √ |  |  |  | √
Pipettor Brand / Make | [5 empty] | Abdos Premium (Single Channel) | [5 empty] | Abdos Premium Plus (Single Channel) | [5 empty] | Abdos Fixed (Single Channel) | [11 empty] | Abdos Premium (Multi Channel) |  |  |  | Abdos Premium Plus (Multi Channel)
Abdos Code for Pipette Tips |  | Abdos Code for Last Drop Pipette Tips |  | Volume |  | 0.5 - 10 µl | 2-20 µl | 10-100 µl | 20-200µl | 100-1000 µl |  | 0.5 - 10 µl | 2-20 µl | 10-100 µl |  | 20-200 µl | 100-1000 µl | 5 µl |  | 10 µl | 20 µl | 25 µl | 50 µl | 100 µl | 200 µl | 250 µl | 500 µl |  | 1000 µl | 0.5 - 10 µl | 5 - 50 µl |  | 50-300 µl | 0.5 - 10 µl | 5 - 50 µl | 50-300 µl
P10115 |  | P10001 |  | 0.2 - 10 µl |  | √ | [5 empty] | √ | [5 empty] | √ |  | √ | [9 empty] | √ |  |  |  | √
P10137 |  | P10002 |  | 0.2 - 10 µl |  | √ | [5 empty] | √ | [5 empty] | √ |  | √ | [9 empty] | √ |  |  |  | √
P10129 |  | - |  | 2 - 200 µl |  |  | √ | √ | √ |  |  |  | √ | √ |  | √ |  |  |  |  | √ | √ | √ | √ | √ | √ |  |  |  |  | √ |  | √ |  | √ | √
P10130 |  | P10003 |  | 2 - 200 µl |  |  | √ | √ | √ |  |  |  | √ | √ |  | √ |  |  |  |  | √ | √ | √ | √ | √ | √ |  |  |  |  | √ |  | √ |  | √ | √
P10101 |  | - |  | 2 - 200 µl |  |  | √ | √ | √ |  |  |  | √ | √ |  | √ |  |  |  |  | √ | √ | √ | √ | √ | √ |  |  |  |  | √ |  | √ |  | √ | √
P10105 |  | P10004 |  | 2 - 200 µl |  |  | √ | √ | √ |  |  |  | √ | √ |  | √ |  |  |  |  | √ | √ | √ | √ | √ | √ |  |  |  |  | √ |  | √ |  | √ | √
P10138 |  | P10005 |  | 2 - 300 µl |  |  | √ | √ | √ |  |  |  | √ | √ |  | √ |  |  |  |  | √ | √ | √ | √ | √ | √ |  |  |  |  | √ |  | √ |  | √ | √
P10102 |  | - |  | 100 - 1000 µl | [5 empty] | √ | [6 empty] | √ | [9 empty] | √ |  | √
P10106 |  | P10006 |  | 100 - 1000 µl | [5 empty] | √ | [6 empty] | √ | [9 empty] | √ |  | √
Pipettor Brand/ Make | [5 empty] | Biohit eLine (Single channel) |  |  |  | Biohit eLine (multi channel) |  |  |  | Biohit m- Line® (Single channel) | [6 empty] | Biohit m- Line® (multi channel) |  |  | Biohit Proline (Single channel) | [5 empty] | Biohit Proline (Multi channel) |  |  |  | Biohit ePet (Single channel)
Abdos Code for Pipette Tips |  | Abdos Code for Last Drop Pipette Tips |  | Volume |  | 0.2-10μl | 5-120μl | 10-300μl | 50-1000μl | 0.2-10μl | 5-120μl |  | 10-300μl | 0.5-10μl |  | 2-20μl | 10-100μl | 20-200μl |  | 100-1000μl | 0.5-10μl | 5-100μl | 30-300μl | 0.2-10μl | 5-100μl | 10-250μl | 10-500μl |  | 50-1000μl | 0.2-10μl | 5-100μl |  | 25-250μl | 0.2-10μl | 5-100μl | 50-1200μl
P10115 |  | P10001 |  | 0.2 - 10 µl |  | √ |  |  |  | √ |  |  |  | √ | [6 empty] | √ |  |  | √ | [5 empty] | √ |  |  |  | √
P10137 |  | P10002 |  | 0.2 - 10 µl |  | √ |  |  |  | √ |  |  |  | √ | [6 empty] | √ |  |  | √ | [5 empty] | √ |  |  |  | √
P10129 |  | - |  | 2 - 200 µl |  |  | √ | [9 empty] | √ | √ |  |  |  | √ |  |  | √ | [5 empty] | √ |  |  |  | √
P10130 |  | P10003 |  | 2 - 200 µl |  |  | √ | [9 empty] | √ | √ |  |  |  | √ |  |  | √ | [5 empty] | √ |  |  |  | √
P10101 |  | - |  | 2 - 200 µl |  |  | √ | [9 empty] | √ | √ |  |  |  | √ |  |  | √ | [5 empty] | √ |  |  |  | √
P10105 |  | P10004 |  | 2 - 200 µl |  |  | √ | [9 empty] | √ | √ |  |  |  | √ |  |  | √ | [5 empty] | √ |  |  |  | √
P10138 |  | P10005 |  | 2 - 300 µl |  |  | √ | √ |  |  |  |  | √ |  |  |  | √ | √ |  |  |  | √ | √ |  | √ | √ |  |  |  |  | √ |  | √ |  | √
P10102 |  | - |  | 100 - 1000 µl |  |  |  |  | √ | [10 empty] | √ | [8 empty] | √
P10106 |  | P10006 |  | 100 - 1000 µl |  |  |  |  | √ | [10 empty] | √ | [8 empty] | √
www.abdoslifesciences.com
67

## Table 38
Pipettor Brand/ Make |  |  |  |  | Brand Transferpette | [31 empty] | Brand Electronics
[5 empty] | Single Channel | [20 empty] | Multi Channel | [10 empty] | Single Channel | [9 empty] | Multi Channel
Abdos Code for Pipette Tips | Abdos Code for Last Drop Pipette Tips |  | Volume |  | 0.1-1μl |  |  | 0.5-10μl |  | 2-20μl ‘ULTRA MICRO’ |  | 2-20μl |  | 5-50μl |  | 10-100μl |  |  | 20-200μl |  |  | 25-250μl |  | 100-1000μl |  | 0.5-10μl | 2-20μl |  | 2.5-25μl |  | 5-50μl |  | 10-100μl | 20-200μl |  |  | 0.5-10μl | 10-100μl |  | 20-200μl |  | 30-300μl |  | 100-1000μl |  |  | 0.5-10μl |  | 5-100μl | 10-200μl |  | 15-300μl
P10115 | P10001 |  | 0.2 - 10 µl |  |  |  |  | √ | [17 empty] | √ | [10 empty] | √ | [9 empty] | √
P10137 | P10002 |  | 0.2 - 10 µl |  |  |  |  | √ | [17 empty] | √ | [10 empty] | √ | [9 empty] | √
P10129 | - |  | 2 - 200 µl | [10 empty] | √ |  | √ |  |  | √ | [11 empty] | √ |  | √ | √ |  |  |  | √ |  | √ | [8 empty] | √ | √
P10130 | P10003 |  | 2 - 200 µl | [10 empty] | √ |  | √ |  |  | √ | [11 empty] | √ |  | √ | √ |  |  |  | √ |  | √ | [8 empty] | √ | √
P10101 | - |  | 2 - 200 µl | [10 empty] | √ |  | √ |  |  | √ | [11 empty] | √ |  | √ | √ |  |  |  | √ |  | √ | [8 empty] | √ | √
P10105 | P10004 |  | 2 - 200 µl | [10 empty] | √ |  | √ |  |  | √ | [11 empty] | √ |  | √ | √ |  |  |  | √ |  | √ | [8 empty] | √ | √
P10138 | P10005 |  | 2 - 300 µl | [10 empty] | √ |  | √ |  |  | √ |  |  | √ | [8 empty] | √ |  | √ | √ |  | √ |  | √ |  | √ |  | √ | [6 empty] | √ | √ |  | √
P10102 | - |  | 100 - 1000 µl | [20 empty] | √ | [19 empty] | √
P10106 | P10006 |  | 100 - 1000 µl | [20 empty] | √ | [19 empty] | √
Pipettor Brand/ Make |  |  |  | Brand Transferpette S | [21 empty] | Capp Aero | [10 empty] | Gilson Pipetman | [10 empty] | Gilson Pipetman Ultra
|  |  |  | Single Channel | [13 empty] | Multi Channel | [7 empty] | Single Channel /Multi Channel | [10 empty] | Single Channel | [10 empty] | Multi Channel
Abdos Code for Pipette Tips | Abdos Code for Last Drop Pipette Tips | Volume |  | 0.1-1μl |  | 0.5-10μl |  |  | 2-20μl ‘ULTRA |  |  | 10-100μl | 20-200μl |  | 100-1000μl |  |  | 0.5-10μl |  | 10-100μl |  |  | 20-200μl |  | 30-300μl | 0.2-2μl |  | 0.5-10μl |  | 5-50μl |  | 10-100μl | 25-200μl | 50-300μl |  | 100-1000μl | 0.2-2μl | 1-10μl |  | 2-20μl | 20-100μl |  | 50-200μl |  |  | 200-1000μl |  | 1-20μl |  | 20-300μl
P10115 | P10001 | 0.2 - 10 µl |  |  |  | √ | [11 empty] | √ | [7 empty] | √ |  | √ | [8 empty] | √ | √
P10137 | P10002 | 0.2 - 10 µl |  |  |  | √ | [11 empty] | √ | [7 empty] | √ |  | √ | [8 empty] | √ | √
P10129 | - | 2 - 200 µl | [9 empty] | √ | √ | [6 empty] | √ |  |  | √ | [8 empty] | √ | √ | [7 empty] | √ |  | √
P10130 | P10003 | 2 - 200 µl | [9 empty] | √ | √ | [6 empty] | √ |  |  | √ | [8 empty] | √ | √ | [7 empty] | √ |  | √
P10101 | - | 2 - 200 µl | [9 empty] | √ | √ | [6 empty] | √ |  |  | √ | [8 empty] | √ | √ | [7 empty] | √ |  | √
P10105 | P10004 | 2 - 200 µl | [9 empty] | √ | √ | [6 empty] | √ |  |  | √ | [8 empty] | √ | √ | [7 empty] | √ |  | √
P10138 | P10005 | 2 - 300 µl | [9 empty] | √ | √ | [6 empty] | √ |  |  | √ |  | √ | [6 empty] | √ | √ | √ | [6 empty] | √ |  | √ | [6 empty] | √
P10102 | - | 100 - 1000 µl | [12 empty] | √ | [20 empty] | √ | [9 empty] | √
P10106 | P10006 | 100 - 1000 µl | [12 empty] | √ | [20 empty] | √ | [9 empty] | √
Pipettor Brand / Make | [6 empty] | Gilson Pipetman Ultra | [19 empty] | Gilson Concept | [7 empty] | Gilson Concept | [5 empty] | Gilson Neo
[7 empty] | Single Channel | [19 empty] | Single Channel | [7 empty] | Multi Channel | [5 empty] | Single Channel
Abdos Code for Pipette Tips | Abdos Code for Last Drop Pipette Tips |  | Volume |  |  |  | 0.2-2μl |  |  |  | 1-10μl |  | 2-20μl |  |  |  | 20-100μl |  |  |  | 20-200μl |  |  |  | 200-1000μl |  | 0.5-10μl |  |  | 5-100μl |  |  | 20-300μl |  | 1-10μl |  | 10-100μl |  | 30-300μl |  | 0.2-2μl |  |  |  | 1-10μl |  |  |  | 20-100μl |  | 100-1000μl
P10115 | P10001 |  | 0.2 - 10 µl | [7 empty] | √ | [15 empty] | √ | [7 empty] | √ | [9 empty] | √
P10137 | P10002 |  | 0.2 - 10 µl | [7 empty] | √ | [15 empty] | √ | [7 empty] | √ | [9 empty] | √
P10129 | - |  | 2 - 200 µl | [13 empty] | √ |  |  |  | √ | [8 empty] | √ | [6 empty] | √ | [11 empty] | √
P10130 | P10003 |  | 2 - 200 µl | [13 empty] | √ |  |  |  | √ | [8 empty] | √ | [6 empty] | √ | [11 empty] | √
P10101 | - |  | 2 - 200 µl | [13 empty] | √ |  |  |  | √ | [8 empty] | √ | [6 empty] | √ | [11 empty] | √
P10105 | P10004 |  | 2 - 200 µl | [13 empty] | √ |  |  |  | √ | [8 empty] | √ | [6 empty] | √ | [11 empty] | √
P10138 | P10005 |  | 2 - 300 µl | [13 empty] | √ |  |  |  | √ | [8 empty] | √ |  |  | √ |  |  |  | √ |  | √ | [9 empty] | √
P10102 | - |  | 100 - 1000 µl | [21 empty] | √ | [25 empty] | √
P10106 | P10006 |  | 100 - 1000 µl | [21 empty] | √ | [25 empty] | √
www.abdoslifesciences.com
68

## Table 39
Pipettor Brand/ Make | [5 empty] | Vistalab Ovation QS | [10 empty] | Vistalab Ovation M | [12 empty] | Vistalab Ovation E | [10 empty] | Eppendorf Reference | [12 empty] | "Eppendorf Electronic"
[6 empty] | Single Channel | [10 empty] | Single Channel | [12 empty] | Multi Channel | [10 empty] | Single Channel
Abdos Code for Pipette Tips | Abdos Code for Last Drop Pipette Tips |  | Volume |  |  | 0.2-2µL |  |  | 1-10µL |  |  | 2-20µL |  | 10-100µL | 20-200µL | 100-1000µL | 0.2-2µL | 1-10µL |  | 2-20µL |  | 10-100µL |  | 20-200µL |  |  | 100-1000µL |  |  | 0.5-20µL |  |  | 5-250µL |  |  | 2-125µL |  | 25-1250µL |  |  | 0.1-10μl |  | "0.1-10μl ‘ULTRA MICRO’" |  | 2-20μl |  | 10-100μl |  | 20-200μl |  | 100-1000μl |  |  | 0.5-10μl |  | 5-100μl | 2-200μl | 50-1000μl
P10115 | P10001 |  | 0.2 - 10 µl |  |  | √ |  |  | √ |  |  | √ |  |  |  |  | √ | √ |  | √ | [9 empty] | √ | [10 empty] | √ |  |  |  | √
P10137 | P10002 |  | 0.2 - 10 µl |  |  | √ |  |  | √ |  |  | √ |  |  |  |  | √ | √ |  | √ | [9 empty] | √ | [10 empty] | √ |  |  |  | √
P10129 | - |  | 2 - 200 µl | [10 empty] | √ | √ | [6 empty] | √ |  | √ | [8 empty] | √ |  |  | √ | [10 empty] | √ |  | √ | [6 empty] | √ | √
P10101 | - |  | 2 - 200 µl | [10 empty] | √ | √ | [6 empty] | √ |  | √ | [8 empty] | √ |  |  | √ | [10 empty] | √ |  | √ | [6 empty] | √ | √
P10105 | P10004 |  | 2 - 200 µl | [10 empty] | √ | √ | [6 empty] | √ |  | √ | [8 empty] | √ |  |  | √ | [10 empty] | √ |  | √ | [6 empty] | √ | √
P10138 | P10005 |  | 2 - 300 µl | [10 empty] | √ | √ | [6 empty] | √ |  | √ | [8 empty] | √ |  |  | √ | [10 empty] | √ |  | √ | [6 empty] | √ | √
P10102 | - |  | 100 - 1000 µl | [12 empty] | √ | [10 empty] | √ | [10 empty] | √ | [12 empty] | √ | [6 empty] | √
P10106 | P10006 |  | 100 - 1000 µl | [12 empty] | √ | [10 empty] | √ | [10 empty] | √ | [12 empty] | √ | [6 empty] | √
Pipettor Brand/ Make | [7 empty] | Eppendorf Research | [9 empty] | "Eppendorf " | [15 empty] | "Thermo Finnpipette" | [12 empty] | "Thermo Finnpipette" | [7 empty] | "Matrix Impact/Impact2"
[8 empty] | Single Channel | [9 empty] | Multi Channel | [15 empty] | Single Channel | [12 empty] | Multi Channel | [7 empty] | s /mc
Abdos Code for Pipette Tips |  | Abdos Code for Last Drop Pipette Tips |  |  | Volume |  |  | 0.1-2.5μl |  |  | 0.5-10μl |  |  | 2-20μl | 10-100μl | 20-200μl | 100-1000μl | 0.5-10μl |  | 5-100μl |  | 50-100μl |  |  | 0-300μl |  |  | 30-300μl |  |  | 50-1200μl |  |  | 0.2-10μl |  | 0.5-10μl |  |  | 5-40μl |  | 40-200μl |  | 100-1000μl |  | 200-1000μl |  | 0.1-10μl |  | 10-100μl |  |  | 30-300μl |  |  | 2-125μl |  | 2-20μl | 15-1250μl
P10115 |  | P10001 |  |  | 0.2 - 10 µl | [5 empty] | √ |  |  | √ |  |  |  | √ | [15 empty] | √ |  | √ | [10 empty] | √
P10137 |  | P10002 |  |  | 0.2 - 10 µl | [5 empty] | √ |  |  | √ |  |  |  | √ | [15 empty] | √ |  | √ | [10 empty] | √
P10129 |  | - |  |  | 2 - 200 µl | [9 empty] | √ | √ |  |  |  | √ |  | √ | [18 empty] | √ | [7 empty] | √ | [5 empty] | √
P10101 |  | - |  |  | 2 - 200 µl | [9 empty] | √ | √ |  |  |  | √ |  | √ | [18 empty] | √ | [7 empty] | √ | [5 empty] | √
P10105 |  | P10004 |  |  | 2 - 200 µl | [9 empty] | √ | √ |  |  |  | √ |  | √ | [18 empty] | √ | [7 empty] | √ | [5 empty] | √
P10138 |  | P10005 |  |  | 2 - 300 µl | [9 empty] | √ | √ |  |  |  | √ |  | √ |  |  | √ |  |  | √ | [12 empty] | √ | [7 empty] | √ |  |  | √ |  |  | √
P10102 |  | - |  |  | 100 - 1000 µl | [11 empty] | √ | [13 empty] | √* | [11 empty] | √ |  | √
P10106 |  | P10006 |  |  | 100 - 1000 µl | [11 empty] | √ | [13 empty] | √* | [11 empty] | √ |  | √
Pipettor Brand/ Make | [6 empty] | Labnet Labpette | [11 empty] | Labnet Labpette | [9 empty] | Labnet BioPette E | [18 empty] | "Nichiryo / Oxford Benchmate"
[7 empty] | Single Channel | [11 empty] | Multi Channel | [9 empty] | Single Channel | [10 empty] | Multi Channel | [7 empty] | Single Channel & Multi Channel
Abdos Code for Pipette Tips |  | Abdos Code for Last Drop Pipette Tips |  | Volume |  |  | 0.1-2μl |  |  | 0.5-10μl |  |  | 2-20μl |  | 10-100μl | 20-200μl | 100-1000μl |  | 1-10μl |  | 5-50μl |  | 20-200μl |  |  | 50-300μl |  |  | 0.5-10μl |  |  | 2-20μl |  |  | 10-200μl |  | 100-1000μl |  |  | 0.5-10μl |  | 2-20μl |  | 10-200μl |  | 100-1000μl |  | 0.5-10μl |  | 2-20μl |  |  | 10-50μl |  |  | 10-100μl | 20-200μl |  | 100-1000μl
P10115 |  | P10001 |  | 0.2 - 10 µl |  |  | √ |  |  | √ | [8 empty] | √ | [9 empty] | √ | [10 empty] | √ | [7 empty] | √
P10137 |  | P10002 |  | 0.2 - 10 µl |  |  | √ |  |  | √ | [8 empty] | √ | [9 empty] | √ | [10 empty] | √ | [7 empty] | √
P10129 |  | - |  | 2 - 200 µl | [10 empty] | √ | √ | [6 empty] | √ | [11 empty] | √ | [8 empty] | √ | [11 empty] | √ | √
P10101 |  | - |  | 2 - 200 µl | [10 empty] | √ | √ | [6 empty] | √ | [11 empty] | √ | [8 empty] | √ | [11 empty] | √ | √
P10105 |  | P10004 |  | 2 - 200 µl | [10 empty] | √ | √ | [6 empty] | √ |  |  | √ | [8 empty] | √ | [8 empty] | √ | [11 empty] | √ | √
P10138 |  | P10005 |  | 2 - 300 µl | [10 empty] | √ | √ | [6 empty] | √ |  |  | √ | [8 empty] | √ | [8 empty] | √ | [11 empty] | √ | √
P10102 |  | - |  | 100 - 1000 µl | [12 empty] | √ | [19 empty] | √ | [8 empty] | √ | [12 empty] | √
P10106 |  | P10006 |  | 100 - 1000 µl | [12 empty] | √ | [19 empty] | √ | [8 empty] | √ | [12 empty] | √
www.abdoslifesciences.com
69

## Table 40
Pipettor Brand/ Make | [7 empty] | Socorex Calibra /Accura | [20 empty] | Axygen Axypet
[8 empty] | Single Channel | [12 empty] | Multi Channel | [7 empty] | Single Channel | [10 empty] | Multi Channel
Abdos Code for Pipette Tips | Abdos Code for Last Drop Pipette Tips |  |  | Volume |  |  |  | 0.1-20μl | 0.2-20μl |  | 0.5-10μl |  | 1-10μl |  | 2-20μl | 10-100μl |  | 20-200μl | 100-1000μl |  | 1-10μl |  | 5-50μl | 10-100μl |  | 20-200μl | 50-200μl |  | 0.1-2μl | 0.5-10μl | 2-20μl | 5-50μl |  | 10-100μl | 20-200μl | 50-250μl | 100-1000μl |  |  | 1-10μl | 5-50μl |  | 20-200μl | 50-300μl
P10115 | P10001 |  |  | 0.2 - 10 µl | [6 empty] | √ |  | √ | [7 empty] | √ | [8 empty] | √ | [9 empty] | √
P10137 | P10002 |  |  | 0.2 - 10 µl | [6 empty] | √ |  | √ | [7 empty] | √ | [8 empty] | √ | [9 empty] | √
P10129 | - |  |  | 2 - 200 µl | [11 empty] | √ |  | √ |  |  |  |  | √ | √ |  | √ | √ |  |  |  |  | √ |  | √ | √ | [5 empty] | √ |  | √ | √
P10130 | P10003 |  |  | 2 - 200 µl | [11 empty] | √ |  | √ |  |  |  |  | √ | √ |  | √ | √ |  |  |  |  | √ |  | √ | √ | [5 empty] | √ |  | √ | √
P10101 | - |  |  | 2 - 200 µl | [11 empty] | √ |  | √ |  |  |  |  | √ | √ |  | √ | √ |  |  |  |  | √ |  | √ | √ | [5 empty] | √ |  | √ | √
P10105 | P10004 |  |  | 2 - 200 µl | [11 empty] | √ |  | √ |  |  |  |  | √ | √ |  | √ | √ |  |  |  |  | √ |  | √ | √ | [5 empty] | √ |  | √ | √
P10138 | P10005 |  |  | 2 - 300 µl | [11 empty] | √ |  | √ |  |  |  |  | √ | √ |  | √ | √ |  |  |  |  | √ |  | √ | √ | √ |  |  |  |  | √ |  | √ | √
P10102 | - |  |  | 100 - 1000 µl | [14 empty] | √ | [17 empty] | √
P10106 | P10006 |  |  | 100 - 1000 µl | [14 empty] | √ | [17 empty] | √
Pipettor Brand/ Make | [6 empty] | BRAND | [6 empty] | Eppendorf | [5 empty] | Biohit Proline plus | [7 empty] | Gilson | [5 empty] | Thermo |  |  |  |  | Abdos
Abdos Code for Pipette Tips |  |  | Volume |  |  |  | 1-5 ml |  |  |  |  | 1-10 ml |  | 1-5 ml |  |  | 1-10 ml |  |  | 1-5 ml |  |  |  |  | 1-10 ml |  |  | 1-5 ml |  |  | 1-10 ml |  |  | 1-5 ml |  | 1-10 ml |  |  | 1-5 ml |  |  | 1-10 ml
P10144 |  |  | 1 - 5 ml | [10 empty] | √ | [5 empty] | √ | [7 empty] | √ | [10 empty] | √
P10145 |  |  | 1 - 10 ml | [8 empty] | √ |  |  |  |  | √ | [7 empty] | √ | [5 empty] | √ | [10 empty] | √
Pipettor Brand/ Make | [9 empty] | Abdos premium | [5 empty] | Abdos premium Plus | [5 empty] | ABDOS D. Pipette (Electronic) | [5 empty] | Brand Transferpette S |  |  |  |  | Gilson Pipetman |  |  |  |  | Eppendorf Research
[10 empty] | Single channel | [17 empty] | Single channel
Abdos Code for Pipette Tips |  |  | Abdos Code for Last Drop Pipette Tips |  |  | Volume |  |  |  | 100-1000μl | [5 empty] | 100-1000μl | [5 empty] | 100-1000μl | [5 empty] | 100-1000μl |  |  |  |  | 100-1000μl |  |  |  |  | 100-1000μl
P10174 |  |  | P10026 |  |  | 100 - 1000 µl |  |  |  | √ | [5 empty] | √ | [5 empty] | √ | [5 empty] | √ |  |  |  |  | √ |  |  |  |  | √
P10175 |  |  | P10027 |  |  | 100 - 1250 µl |  |  |  | √ | [5 empty] | √ | [5 empty] | √ | [5 empty] | √ |  |  |  |  | √ |  |  |  |  | √
Pipettor Brand/ Make | [9 empty] | THERMO (Electronic) Finnpipette | [5 empty] | Thermo Finnpipette F3 | [5 empty] | Nichiryo NICHIPET EX | [5 empty] | SOCOREX ACURA 825 |  |  |  |  | BIOHIT Proline |  |  |  |  | ErgoOne Star Lab
[10 empty] | Multi channel | [5 empty] | Single channel
Abdos Code for Pipette Tips |  | Abdos Code for Last Drop Pipette Tips |  |  | Volume |  |  |  |  | 100-1200μl | [5 empty] | 100-1000μl | [5 empty] | 100-1000μl | [5 empty] | 100-1000μl |  |  |  |  | 100-1000μl |  |  |  |  | 100-1000μl
P10174 |  | P10026 |  |  | 100 - 1000 µl |  |  |  |  | √ | [5 empty] | √ | [5 empty] | √ | [5 empty] | √ |  |  |  |  | √ |  |  |  |  | √
P10175 |  | P10027 |  |  | 100 - 1250 µl |  |  |  |  | √ | [5 empty] | √ | [5 empty] | √ | [5 empty] | √ |  |  |  |  | √ |  |  |  |  | √
www.abdoslifesciences.com
70

## Table 41
ABDOS FILTER TIPS & LAST DROP FILTER PIPETTE TIPS COMPATIBILITY CHART
Pipettor Brand/ Make |  |  |  |  | Elegant Pipettes
Single channel
Abdos Code for Filter Pipette Tips | Abdos Code for Last Drop Filter Pipette Tips |  | Volume |  | 0.1-2.5ul |  |  | 0.5-10ul |  |  | 2-20ul |  |  |  | 10-100ul |  |  | 20-200ul |  |  |  | 30-300ul |  |  | 100-1000ul |  |  |  | 1000-5000ul |  |  | 2000-10000ul
P11001 | P11050 |  | 0.1-10ul |  | √ |  |  | √
P11002 | P11051 |  | 0.1-10ul |  | √ |  |  | √
P11003 | P11052 |  | 1-20ul | [7 empty] | √ |  |  |  | √ |  |  | √
P11026 | P11066 |  | 1-50ul | [11 empty] | √ |  |  | √
P11004 | P11053 |  | 1-100ul | [11 empty] | √ |  |  | √
P11005 | P11054 |  | 1-200ul | [11 empty] | √ |  |  | √
P11006 | P110055 |  | 1-300ul | [14 empty] | √ |  |  |  | √
P11007 | P11056 |  | 100-1000ul | [21 empty] | √
P11015 | P11057 |  | 100-1000ul | [21 empty] | √
P11016 | P11058 |  | 100-1250ul | [21 empty] | √
P11017 |  |  | 100-5000ul | [25 empty] | √ |  |  | √
P11018 |  |  | 500-10000ul | [25 empty] | √ |  |  | √
Pipettor Brand/ Make |  |  |  | Abdos Premium (Single Channel) | [5 empty] | Abdos Premium Plus (Single Channel) | [6 empty] | Abdos Fixed (Single Channel) | [13 empty] | Abdos Premium (Multi Channel) |  |  | Abdos Premium Plus (Multi Channel)
Abdos Code for Filter Pipette Tips | Abdos Code for Last Drop Filter Pipette Tips | Volume |  | 0.5 - 10 µl |  | 2-20 µl | 10-100 µl | 20-200µl | 100-1000 µl | 0.5 - 10 µl |  | 2-20 µl | 10-100 µl | 20-200 µl |  | 100-1000 µl | 5 µl |  | 10 µl | 20 µl | 25 µl |  | 50 µl | 100 µl | 200 µl |  | 250 µl | 500 µl |  | 1000 µl | 0.5 - 10 µl | 5 - 50 µl | 50-300 µl | 0.5 - 10 µl | 5 - 50 µl | 50-300 µl
P11001 | P11050 | 0.2 - 10 µl |  | √ | [5 empty] | √ | [6 empty] | √ |  | √ | [11 empty] | √ |  |  | √
P11002 | P11051 | 0.2 - 10 µl |  | √ | [5 empty] | √ | [6 empty] | √ |  | √ | [11 empty] | √ |  |  | √
P11003 | P11052 | 2 - 20 µl |  |  |  | √ | √ | √ |  |  |  | √ | √ | √ | [5 empty] | √ | √ |  | √ | √ | √ |  | √ |  |  |  |  | √ | √ |  | √ | √
P11026 | P11066 | 2 - 50 µl |  |  |  | √ | √ | √ |  |  |  | √ | √ | √ | [5 empty] | √ | √ |  | √ | √ | √ |  | √ |  |  |  |  | √ | √ |  | √ | √
P11004 | P11053 | 2 - 100 µl |  |  |  | √ | √ | √ |  |  |  | √ | √ | √ | [5 empty] | √ | √ |  | √ | √ | √ |  | √ |  |  |  |  | √ | √ |  | √ | √
P11005 | P11054 | 2 - 200 µl |  |  |  | √ | √ | √ |  |  |  | √ | √ | √ | [5 empty] | √ | √ |  | √ | √ | √ |  | √ |  |  |  |  | √ | √ |  | √ | √
P11006 | P11055 | 2 - 300 µl |  |  |  | √ | √ | √ |  |  |  | √ | √ | √ | [5 empty] | √ | √ |  | √ | √ | √ |  | √ |  |  |  |  | √ | √ |  | √ | √
P11007 | P11056 | 100 - 1000 µl | [6 empty] | √ | [6 empty] | √ | [11 empty] | √ |  | √
Pipettor Brand / Make |  |  |  | Biohit eLine (Single Channel) |  |  |  |  | Biohit eLine (Multi Channel) |  |  |  | Biohit m- Line® (Single channel) | [6 empty] | Biohit m-Line® (Multi Channel) |  |  |  | Biohit Proline (Single Channel) | [6 empty] | Biohit Proline (Multi Channel) |  |  | Biohit ePet (Sin- gle Channel)
Abdos Code for Filter Pipette Tips | Abdos Code for Last Drop Filter Pipette Tips |  | Volume | 0.2-10μl |  | 5-120μl | 10-300μl | 50-1000μl | 0.2-10μl | 5-120μl |  | 10-300μl | 0.5-10μl | 2-20μl |  | 10-100μl | 20-200μl |  | 100-1000μl | 0.5-10μl | 5-100μl |  | 30-300μl | 0.2-10μl |  | 5-100μl | 10-250μl | 10-500μl |  | 50-1000μl | 0.2-10μl | 5-100μl | 25-250μl | 0.2-10μl | 5-100μl | 50-1200μl
P11001 | P11050 |  | 0.2 - 10 µl | √ |  |  |  |  | √ |  |  |  | √ | [6 empty] | √ |  |  |  | √ | [6 empty] | √ |  |  | √
P11002 | P11051 |  | 0.2 - 10 µl | √ |  |  |  |  | √ |  |  |  | √ | [6 empty] | √ |  |  |  | √ | [6 empty] | √ |  |  | √
P11003 | P11052 |  | 2 - 20 µl |  |  | √ | [9 empty] | √ | √ |  |  |  | √ |  |  |  |  | √ | [5 empty] | √ |  |  | √
P11026 | P11066 |  | 2 - 50 µl |  |  | √ | [9 empty] | √ | √ |  |  |  | √ |  |  |  |  | √ | [5 empty] | √ |  |  | √
P11004 | P11053 |  | 2 - 100 µl |  |  | √ | [9 empty] | √ | √ |  |  |  | √ |  |  |  |  | √ | [5 empty] | √ |  |  | √
P11005 | P11054 |  | 2 - 200 µl |  |  | √ | [9 empty] | √ | √ |  |  |  | √ |  |  |  |  | √ | [5 empty] | √ |  |  | √
P11006 | P11055 |  | 2 - 300 µl |  |  | √ | √ |  |  |  |  | √ |  |  |  | √ | √ |  |  |  | √ |  | √ |  |  | √ | √ |  |  |  |  | √ | √ |  | √
P11007 | P11056 |  | 100 - 1000 µl |  |  |  |  | √ | [10 empty] | √ | [10 empty] | √
www.abdoslifesciences.com
71

## Table 42
Pipettor Brand/ Make |  |  | Brand Transferpette | [33 empty] | Brand Electronics
|  |  | Single Channel | [18 empty] | Multi Channel | [14 empty] | Single Channel | [12 empty] | Multi Channel
Abdos Code for Filter Pipette Tips | Abdos Code for Last Drop Filter Pipette Tips | Volume | 0.1-1μl |  | 0.5-10μl |  | 2-20μl ‘ULTRA MICRO’ | 2-20μl |  |  | 5-50μl |  | 10-100μl |  | 20-200μl |  |  | 25-250μl |  | 100-1000μl |  | 0.5-10μl |  |  | 2-20μl |  | 2.5-25μl |  | 5-50μl |  | 10-100μl |  | 20-200μl |  | 30-300μl |  | 0.5-10μl |  | 10-100μl |  |  | 20-200μl |  |  | 30-300μl |  | 100-1000μl |  |  | 0.5-10μl |  | 5-100μl |  | 10-200μl |  |  | 15-300μl
P11001 | P11050 | 0.2 - 10 µl |  |  | √ | [16 empty] | √ | [14 empty] | √ | [12 empty] | √
P11002 | P11051 | 0.2 - 10 µl |  |  | √ | [16 empty] | √ | [14 empty] | √ | [12 empty] | √
P11003 | P11052 | 2 - 20 µl | [8 empty] | √ |  | √ |  | √ | [13 empty] | √ |  | √ |  | √ | [5 empty] | √ |  |  | √ | [9 empty] | √ |  | √
P11026 | P11066 | 2 - 50 µl | [8 empty] | √ |  | √ |  | √ | [13 empty] | √ |  | √ |  | √ | [5 empty] | √ |  |  | √ | [9 empty] | √ |  | √
P11004 | P11053 | 2 - 100 µl | [8 empty] | √ |  | √ |  | √ | [13 empty] | √ |  | √ |  | √ | [5 empty] | √ |  |  | √ | [9 empty] | √ |  | √
P11005 | P11054 | 2 - 200 µl | [8 empty] | √ |  | √ |  | √ | [13 empty] | √ |  | √ |  | √ | [5 empty] | √ |  |  | √ | [9 empty] | √ |  | √
P11006 | P11055 | 2 - 300 µl | [8 empty] | √ |  | √ |  | √ |  |  | √ | [10 empty] | √ |  | √ |  | √ |  | √ |  |  |  | √ |  |  | √ |  |  | √ | [6 empty] | √ |  | √ |  |  | √
P11007 | P11056 | 100 - 1000 µl | [17 empty] | √ | [26 empty] | √
Pipettor Brand/ Make |  |  | Brand Transferpette S | [20 empty] | Capp Aero | [13 empty] | Gilson Pipetman | [14 empty] | Gilson Pipet- man Ultra
|  |  | Single Channel | [10 empty] | Multi Channel | [9 empty] | Single Channel /Multi Channel | [13 empty] | Single Channel | [14 empty] | Multi Channel
Abdos Code for Filter Pipette Tips | Abdos Code for Last Drop Filter Pipette Tips | Volume | 0.1-1μl |  | 0.5-10μl | 2-20μl ‘UL O’ |  | 10-100μl |  | 20-200μl |  | 100-1000μl |  | 0.5-10μl |  |  | 10-100μl |  | 20-200μl |  | 30-300μl |  |  | 0.2-2μl |  | 0.5-10μl |  | 5-50μl |  | 10-100μl |  | 25-200μl |  | 50-300μl |  | 100-1000μl |  | 0.2-2μl |  |  | 1-10μl |  | 2-20μl |  |  | 20-100μl |  |  | 50-200μl |  | 200-1000μl |  | 1-20μl |  |  | 20-300μl
P11001 | P11050 | 0.2 - 10 µl |  |  | √ | [8 empty] | √ | [9 empty] | √ |  | √ | [11 empty] | √ |  |  | √
P11002 | P11051 | 0.2 - 10 µl |  |  | √ | [8 empty] | √ | [9 empty] | √ |  | √ | [11 empty] | √ |  |  | √
P11003 | P11052 | 2 - 20 µl | [5 empty] | √ |  | √ | [6 empty] | √ |  | √ | [10 empty] | √ |  | √ | [13 empty] | √ |  |  | √
P11026 | P11066 | 2 - 50 µl | [5 empty] | √ |  | √ | [6 empty] | √ |  | √ | [10 empty] | √ |  | √ | [13 empty] | √ |  |  | √
P11004 | P11053 | 2 - 100 µl | [5 empty] | √ |  | √ | [6 empty] | √ |  | √ | [10 empty] | √ |  | √ | [13 empty] | √ |  |  | √
P11005 | P11054 | 2 - 200 µl | [5 empty] | √ |  | √ | [6 empty] | √ |  | √ | [10 empty] | √ |  | √ | [13 empty] | √ |  |  | √
P11006 | P11055 | 2 - 300 µl | [5 empty] | √ |  | √ | [6 empty] | √ |  | √ |  | √ | [8 empty] | √ |  | √ |  | √ | [11 empty] | √ |  |  | √ | [6 empty] | √
P11007 | P11056 | 100 - 1000 µl | [9 empty] | √ | [23 empty] | √ | [14 empty] | √
Pipettor Brand/ Make |  |  |  | Gilson Pipetman Ultra | [18 empty] | Gilson Concept | [9 empty] | Gilson Concept | [10 empty] | Gilson Neo
|  |  |  | Single Channel | [18 empty] | Single Channel | [9 empty] | Multi Channel | [10 empty] | Single Channel
Abdos Code for Filter Pipette Tips | Abdos Code for Last Drop Filter Pipette Tips | Volume |  | 0.2-2μl |  | 1-10μl |  |  | 2-20μl |  |  | 20-100μl |  |  |  | 20-200μl |  |  | 200-1000μl |  |  |  | 0.5-10μl |  |  |  | 5-100μl |  |  | 20-300μl |  |  | 1-10μl |  |  | 10-100μl |  |  |  | 30-300μl |  |  |  | 0.2-2μl |  |  |  | 1-10μl |  |  |  | 20-100μl |  |  | 100-1000μl
P11001 | P11050 | 0.2 - 10 µl |  |  |  | √ | [16 empty] | √ | [9 empty] | √ | [14 empty] | √
P11002 | P11051 | 0.2 - 10 µl |  |  |  | √ | [16 empty] | √ | [9 empty] | √ | [14 empty] | √
P11003 | P11052 | 2 - 20 µl | [9 empty] | √ |  |  |  | √ | [10 empty] | √ | [8 empty] | √ | [15 empty] | √
P11026 | P11066 | 2 - 50 µl | [9 empty] | √ |  |  |  | √ | [10 empty] | √ | [8 empty] | √ | [15 empty] | √
P11004 | P11053 | 2 - 100 µl | [9 empty] | √ |  |  |  | √ | [10 empty] | √ | [8 empty] | √ | [15 empty] | √
P11005 | P11054 | 2 - 200 µl | [9 empty] | √ |  |  |  | √ | [10 empty] | √ | [8 empty] | √ | [15 empty] | √
P11006 | P11055 | 2 - 300 µl | [9 empty] | √ |  |  |  | √ | [10 empty] | √ |  |  | √ | [5 empty] | √ |  |  |  | √ | [11 empty] | √
P11007 | P11056 | 100 - 1000 µl | [16 empty] | √ | [35 empty] | √
www.abdoslifesciences.com
72

## Table 43
Pipettor Brand/ Make |  |  |  | Vistalab Ovation QS | [11 empty] | Vistalab Ovation M | [11 empty] | Vistalab Ovation E |  |  |  |  | Eppendorf Reference | [6 empty] | Eppendorf Electronic
|  |  |  | Single Channel | [11 empty] | Single Channel | [11 empty] | Multi Channel |  |  |  |  | Single Channel
Abdos Code for Filter Pipette Tips | Abdos Code for Last Drop Filter Pipette Tips | Volume |  | 0.2-2µL |  | 1-10µL |  | 2-20µL |  | 10-100µL |  | 20-200µL |  | 100-1000µL |  | 0.2-2µL |  | 1-10µL |  | 2-20µL |  | 10-100µL |  | 20-200µL |  | 100-1000µL |  | 0.5-20µL |  | 5-250µL | 2-125µL | 25-1250µL | 0.1-10μl | "0.1-10μl O’ | 2-20μl | 10-100μl | 20-200μl | 100-1000μl |  | 0.5-10μl |  | 5-100μl |  | 2-200μl |  |  | 50-1000μl
P11001 | P11050 | 0.2 - 10 µl |  | √ |  | √ |  | √ | [7 empty] | √ |  | √ |  | √ | [7 empty] | √ |  |  |  |  | √ |  | √
P11002 | P11051 | 0.2 - 10 µl |  | √ |  | √ |  | √ | [7 empty] | √ |  | √ |  | √ | [7 empty] | √ |  |  |  |  | √ |  | √
P11003 | P11052 | 2 - 20 µl | [7 empty] | √ |  | √ | [9 empty] | √ |  | √ | [5 empty] | √ | √ |  |  |  |  | √ | √ |  |  |  |  | √ |  | √
P11026 | P11066 | 2 - 50 µl | [7 empty] | √ |  | √ | [9 empty] | √ |  | √ | [5 empty] | √ | √ |  |  |  |  | √ | √ |  |  |  |  | √ |  | √
P11004 | P11053 | 2 - 100 µl | [7 empty] | √ |  | √ | [9 empty] | √ |  | √ | [5 empty] | √ | √ |  |  |  |  | √ | √ |  |  |  |  | √ |  | √
P11005 | P11054 | 2 - 200 µl | [7 empty] | √ |  | √ | [9 empty] | √ |  | √ | [5 empty] | √ | √ |  |  |  |  | √ | √ |  |  |  |  | √ |  | √
P11006 | P11055 | 2 - 300 µl | [7 empty] | √ |  | √ | [9 empty] | √ |  | √ | [5 empty] | √ | √ |  |  |  |  | √ | √ |  |  |  |  | √ |  | √
P11007 | P11056 | 100 - 1000 µl | [11 empty] | √ | [11 empty] | √ | [5 empty] | √ | [5 empty] | √ | [8 empty] | √
Pipettor Brand/ Make |  |  |  | Eppendorf Research | [12 empty] | Eppendorf | [11 empty] | Thermo Finnpipette | [6 empty] | Thermo Finnpipette |  |  |  |  | Matrix Impact/Impact2
|  |  |  | Single Channel | [12 empty] | Multi Channel | [11 empty] | Single Channel | [6 empty] | Multi Channel |  |  |  |  | s/mc
Abdos Code for Filter Pipette Tips | Abdos Code for Last Drop Filter Pipette Tips |  | Volume | 0.1-2.5μl |  | 0.5-10μl |  | 2-20μl |  |  | 10-100μl |  | 20-200μl |  | 100-1000μl |  | 0.5-10μl |  | 5-100μl |  | 50-100μl |  | 0-300μl |  | 30-300μl |  | 50-1200μl |  | 0.2-10μl |  | 0.5-10μl | 5-40μl | 40-200μl | 100-1000μl | 200-1000μl | 0.1-10μl | 10-100μl |  | 30-300μl |  | 2-125μl |  | 2-20μl |  |  | 15-1250μl
P11001 | P11050 |  | 0.2 - 10 µl |  |  | √ |  | √ | [8 empty] | √ | [11 empty] | √ |  | √ |  |  |  |  | √
P11002 | P11051 |  | 0.2 - 10 µl |  |  | √ |  | √ | [8 empty] | √ | [11 empty] | √ |  | √ |  |  |  |  | √
P11003 | P11052 |  | 2 - 20 µl | [7 empty] | √ |  | √ | [5 empty] | √ |  | √ | [11 empty] | √ |  |  |  | √ |  |  |  | √
P11026 | P11066 |  | 2 - 50 µl | [7 empty] | √ |  | √ | [5 empty] | √ |  | √ | [11 empty] | √ |  |  |  | √ |  |  |  | √
P11004 | P11053 |  | 2 - 100 µl | [7 empty] | √ |  | √ | [5 empty] | √ |  | √ | [11 empty] | √ |  |  |  | √ |  |  |  | √
P11005 | P11054 |  | 2 - 200 µl | [7 empty] | √ |  | √ | [5 empty] | √ |  | √ | [11 empty] | √ |  |  |  | √ |  |  |  | √
P11006 | P11055 |  | 2 - 300 µl | [7 empty] | √ |  | √ | [5 empty] | √ |  | √ |  | √ |  | √ | [7 empty] | √ |  |  |  | √ |  | √ |  | √
P11007 | P11056 |  | 100 - 1000 µl | [11 empty] | √ | [11 empty] | √* | [6 empty] | √ | √
Pipettor Brand/ Make |  |  |  |  | Labnet Labpette | [11 empty] | Labnet Labpette | [7 empty] | Labnet BioPette E | [10 empty] | Nichiryo /Oxford Benchmate
[5 empty] | Single Channel | [11 empty] | Multi Channel | [7 empty] | Single Channel | [6 empty] | Multi Channel |  |  |  | Single Channel & Multi Channel
Abdos Code for Filter Pipette Tips | Abdos Code for Last Drop Filter Pipette Tips |  | Volume |  | 0.1-2μl |  | 0.5-10μl |  | 2-20μl |  | 10-100μl |  | 20-200μl |  | 100-1000μl |  | 1-10μl |  | 5-50μl |  | 20-200μl |  | 50-300μl |  | 0.5-10μl |  | 2-20μl |  | 10-200μl |  | 100-1000μl | 0.5-10μl | 2-20μl | 10-200μl | 100-1000μl | 0.5-10μl | 2-20μl | 10-50μl |  | 10-100μl |  | 20-200μl |  |  | 100-1000μl
P11001 | P11050 |  | 0.2 - 10 µl |  | √ |  | √ | [9 empty] | √ | [7 empty] | √ | [6 empty] | √ |  |  |  | √
P11002 | P11051 |  | 0.2 - 10 µl |  | √ |  | √ | [9 empty] | √ | [7 empty] | √ | [6 empty] | √ |  |  |  | √
P11003 | P11052 |  | 2 - 20 µl | [7 empty] | √ |  | √ | [7 empty] | √ | [7 empty] | √ |  |  |  |  | √ | [5 empty] | √ |  | √
P11026 | P11066 |  | 2 - 50 µl | [7 empty] | √ |  | √ | [7 empty] | √ | [7 empty] | √ |  |  |  |  | √ | [5 empty] | √ |  | √
P11004 | P11053 |  | 2 - 100 µl | [7 empty] | √ |  | √ | [7 empty] | √ | [7 empty] | √ |  |  |  |  | √ | [5 empty] | √ |  | √
P11005 | P11054 |  | 2 - 200 µl | [7 empty] | √ |  | √ | [7 empty] | √ | [7 empty] | √ |  |  |  |  | √ | [5 empty] | √ |  | √
P11006 | P11055 |  | 2 - 300 µl | [7 empty] | √ |  | √ | [7 empty] | √ |  | √ | [5 empty] | √ |  |  |  |  | √ | [5 empty] | √ |  | √
P11007 | P11056 |  | 100 - 1000 µl | [11 empty] | √ | [15 empty] | √ |  |  |  | √ | [9 empty] | √
www.abdoslifesciences.com
73

## Table 44
Pipettor Brand/ Make | [5 empty] | Socorex Calibra/Accura | [19 empty] | Axygen Axypet
[6 empty] | Single Channel | [12 empty] | Multi Channel | [6 empty] | Single Channel | [13 empty] | Multi Channel
Abdos Code for Filter Pipette Tips | Abdos Code for Last Drop Filter Pipette Tips |  |  | Volume |  | 0.1-20μl |  | 0.2-20μl | 0.5-10μl |  |  | 1-10μl | 2-20μl |  | 10-100μl | 20-200μl | 100-1000μl |  | 1-10μl | 5-50μl | 10-100μl |  | 20-200μl |  | 50-200μl | 0.1-2μl | 0.5-10μl |  | 2-20μl |  | 5-50μl | 10-100μl |  | 20-200μl |  | 50-250μl |  |  | 100-1000μl | 1-10μl |  |  | 5-50μl | 20-200μl |  | 50-300μl
P11001 | P11050 |  |  | 0.2 - 10 µl |  |  |  |  | √ |  |  | √ | [6 empty] | √ | [7 empty] | √ | [12 empty] | √
P11002 | P11051 |  |  | 0.2 - 10 µl |  |  |  |  | √ |  |  | √ | [6 empty] | √ | [7 empty] | √ | [12 empty] | √
P11003 | P11052 |  |  | 2 - 20 µl | [10 empty] | √ | √ |  |  |  | √ | √ |  | √ |  | √ | [5 empty] | √ | √ |  | √ | [8 empty] | √ | √ |  | √
P11026 | P11066 |  |  | 2 - 50 µl | [10 empty] | √ | √ |  |  |  | √ | √ |  | √ |  | √ | [5 empty] | √ | √ |  | √ | [8 empty] | √ | √ |  | √
P11004 | P11053 |  |  | 2 - 100 µl | [10 empty] | √ | √ |  |  |  | √ | √ |  | √ |  | √ | [5 empty] | √ | √ |  | √ | [8 empty] | √ | √ |  | √
P11005 | P11054 |  |  | 2 - 200 µl | [10 empty] | √ | √ |  |  |  | √ | √ |  | √ |  | √ | [5 empty] | √ | √ |  | √ | [8 empty] | √ | √ |  | √
P11006 | P11055 |  |  | 2 - 300 µl | [10 empty] | √ | √ |  |  |  | √ | √ |  | √ |  | √ | [5 empty] | √ | √ |  | √ |  | √ | [6 empty] | √ | √ |  | √
P11007 | P11056 |  |  | 100 - 1000 µl | [12 empty] | √ | [21 empty] | √
Pipettor Brand/ Make |  |  |  |  | BRAND | [8 empty] | Eppendorf |  |  |  |  | Biohit Proline plus | [6 empty] | Gilson | [6 empty] | Thermo | [6 empty] | Abdos
Abdos Code for Filter Pipette Tips |  |  | Volume |  | 1-5 ml |  |  |  |  | 1-10 ml |  |  |  | 1-5 ml |  | 1-10 ml |  |  | 1-5 ml |  |  | 1-10 ml |  |  |  | 1-5 ml |  |  |  | 1-10 ml |  |  | 1-5 ml |  |  |  | 1-10 ml |  |  | 1-5 ml |  |  |  | 1-10 ml
P11017 |  |  | 1 - 5 ml | [10 empty] | √ |  |  |  |  | √ | [6 empty] | √ | [13 empty] | √
P11018 |  |  | 1 - 10 ml | [6 empty] | √ | [5 empty] | √ | [5 empty] | √ | [7 empty] | √ | [13 empty] | √
Pipettor Brand/ Make | [12 empty] | Abdos premium |  |  |  | Abdos premium Plus | [5 empty] | ABDOS D. Pipette (Electronic) | [5 empty] | Brand Transferpette S | [5 empty] | Gilson Pipetman | [6 empty] | Eppendorf Research
[13 empty] | Single channel | [15 empty] | Single channel
Abdos Code for Filter Pipette Tips |  | Abdos Code for Last Drop Filter Pipette Tips |  |  |  |  | Volume | [5 empty] | 100-1000μl |  |  |  | 100-1000μl | [5 empty] | 100-1000μl | [5 empty] | 100-1000μl | [5 empty] | 100-1000μl | [6 empty] | 100-1000μl
P11015 |  | P11057 |  |  |  |  | 100 - 1000 µl | [5 empty] | √ |  |  |  | √ | [5 empty] | √ | [5 empty] | √ | [5 empty] | √ | [6 empty] | √
P11016 |  | P11058 |  |  |  |  | 100 - 1250 µl | [5 empty] | √ |  |  |  | √ | [5 empty] | √ | [5 empty] | √ | [5 empty] | √ | [6 empty] | √
Pipettor Brand/ Make | [12 empty] | THERMO (Electronic) Finnpipette |  |  |  |  | Thermo Finnpipette F3 |  |  |  |  | Nichiryo NICHIPET EX |  |  |  |  | SOCOREX ACURA 825 | [6 empty] | BIOHIT Proline | [6 empty] | ErgoOne Star Lab
[13 empty] | Multi channel |  |  |  |  | Single channel
Abdos Code for Filter Pipette Tips |  | Abdos Code for Last Drop Filter Pipette Tips |  |  |  |  | Volume | [5 empty] | 100-1200μl |  |  |  |  | 100-1000μl |  |  |  |  | 100-1000μl |  |  |  |  | 100-1000μl | [6 empty] | 100-1000μl | [6 empty] | 100-1000μl
P11015 |  | P11057 |  |  |  |  | 100 - 1000 µl | [5 empty] | √ |  |  |  |  | √ |  |  |  |  | √ |  |  |  |  | √ | [6 empty] | √ | [6 empty] | √
P11016 |  | P11058 |  |  |  |  | 100 - 1250 µl | [5 empty] | √ |  |  |  |  | √ |  |  |  |  | √ |  |  |  |  | √ | [6 empty] | √ | [6 empty] | √
Pipettor Brand/ Make | [10 empty] | BRAND |  |  |  |  | Eppendorf |  |  |  |  | Biohit Proline plus | [5 empty] | Gilson | [6 empty] | Thermo | [6 empty] | Abdos
Abdos Code for Filter Pipette Tips |  |  |  | Volume | [6 empty] | 1-5 ml |  |  | 1-10 ml |  | 1-5 ml |  | 1-10 ml |  |  | 1-5 ml |  |  | 1-10 ml |  |  | 1-5 ml |  |  |  | 1-10 ml |  |  | 1-5 ml |  |  |  | 1-10 ml |  |  | 1-5 ml |  |  |  | 1-10 ml
P10170 |  |  |  | 1 - 5 ml | [11 empty] | √ |  |  |  |  | √ | [5 empty] | √ | [13 empty] | √
P10171 |  |  |  | 1 - 10 ml | [9 empty] | √ |  |  |  | √ | [5 empty] | √ | [6 empty] | √ | [13 empty] | √
Note: Variants of all tips are compatible with the pipette’s brand mentioned in the above list. Eg . Type : Tips - Bulk in Resealable Bags Variants : Pipette Tips, (P10115 , P10137 , P10129 , P10130 , P10101 , P10105, P10138, P10102, P10106, P10174, P10175) Last DropTM Low Retention Pipette Tips (P10001, P10002, P10003 , P10004, P10005, P10006) Filter Pipette Tips (P11001, P11002, P11003, P11004 ,P11005 ,P11006 ,P11007 ,P11015 , P11016) Last DropTM Low Retention Filter Pipette Tips (P11050 , P11051 , P11052 , P11053 , P11054 , P11055 , P11056) Followed with other variants & Types: Tips - Individually wrapped, Racked, Racked Sterile & Refill pack.
www.abdoslifesciences.com
74

## Table 45
• Stepmate Stepper is ideal for routine or research applications in diagnostics, molecular biology, environmental analysis and more. • Stepmate stepper works on positive displacement pressure and offers highest precision dispensing of liquid media with high viscosity, high density and high vapour pressure. • It provides up to 48 dispensing steps and improves work efficiently. • It is lightweight and ergonomic. • It can be used with one hand and is maintenance free. • Factory fitted calibration.
Stepmate Stepper
Code |  | Capacity | [6 empty] | No./case | [6 empty] | Price/case (₹)
E11171 0.5 - 50 ml 1 23021
Syringes
Code |  | Capacity |  |  |  |  | Colour |  |  |  | No./case | [6 empty] | Price/case (₹)
E11172D | 0.5ml | [5 empty] | Natural | [5 empty] | 100 |  | 16280
E11173D | 1.25ml | [5 empty] | Natural | [5 empty] | 100 |  | 16280
E11174D | 2.5ml | [5 empty] | Natural | [5 empty] | 100 |  | 16280
E11175D | 5ml | [5 empty] | Natural | [5 empty] | 100 |  | 16280
E11176D | 12.5ml | [5 empty] | Natural | [5 empty] | 100 |  | 16280
E11177D | 25ml | [5 empty] | Natural | [5 empty] | 25 |  | 19580
E11178D | 50ml | [5 empty] | Natural | [5 empty] | 25 |  | 19580
E11179D | 25ml Adaptor | [5 empty] | Red | [5 empty] | 1 |  | 1100
E11180D | 50ml Adaptor | [5 empty] | Grey | [5 empty] | 1 |  | 1100
E11181D | 0.5ml Sterile | [5 empty] | Natural | [5 empty] | 100 |  | 17490
E11182D | 1.25ml Sterile | [5 empty] | Natural | [5 empty] | 100 |  | 17490
E11183D | 2.5ml Sterile | [5 empty] | Natural | [5 empty] | 100 |  | 17490
E11184D | 5ml Sterile | [5 empty] | Natural | [5 empty] | 100 |  | 17490
E11185D | 12.5ml Sterile | [5 empty] | Natural | [5 empty] | 100 |  | 17490
E11186D | 25ml Sterile | [5 empty] | Natural | [5 empty] | 25 |  | 20790
E11187D | 50m Sterilel | [5 empty] | Natural | [5 empty] | 25 |  | 20790
* The first and last dispending liquid should be discarded for precision.
Dial Setting | [5 empty] | 1 |  | 2 |  |  |  | 3 |  |  | 4 |  |  |  | 5
Number of Steps | [5 empty] | 48 |  | 23 |  |  |  | 15 |  |  | 11 |  |  |  | 8
Syringe Volume |  |  | Test Volume (μl) | [11 empty] | A% |  |  |  | P%
0.50 ml |  |  | 10 | 20 |  |  | 30 |  |  | 40 |  |  | 50 |  | ± 0.8 |  |  |  | <= 0.7
1.25 ml | 25 |  |  |  | 50 |  | 75 |  |  | 100 |  |  | 125 | ± 0.8 |  |  | <= 0.5
2.50 ml | 50 |  |  |  | 100 |  | 150 |  |  | 200 |  |  | 250 | ± 0.8 |  |  | <= 0.4
5.00 ml | 100 |  |  |  | 200 |  | 300 |  |  | 400 |  |  | 500 | ± 0.4 |  |  | <= 0.3
12.50 ml | 250 |  |  |  | 500 |  | 750 |  |  | 1000 |  |  | 1250 | ± 0.3 |  |  | <= 0.3
25.00 ml | 500 |  |  |  | 1000 |  | 1500 |  |  | 2000 |  |  | 2500 | ± 0.2 |  |  | <= 0.3
50.0 ml | 1000 |  |  |  | 2000 |  | 3000 |  |  | 4000 |  |  | 5000 | ± 0.2 |  |  | <= 0.2
www.abdoslifesciences.com
70 | Stepmate Stepper
75

## Table 46
• Supreme is a robust and reliable basic bottle top dispenser designed through years of research. • Supreme has a smooth and soft plunger for easy working in difficult laboratory conditions. • Fully Autoclavable.
SPECIFICATIONS :
Code | Capacity |  |  | Increment | Accuracy |  | CV |  |  | No./case |  |  | Price/case (₹)
E11701 | 0.25 – 2.5 ml |  |  | 0.05 ml | ± 0.6 % | ± 0.015 ml | ± 0.2 % |  | ± 0.005 ml | 1 |  |  | 13858
E11702 |  | 0.50 – 5 ml |  | 0.1 ml | ± 0.6 % | ± 0.030 ml | ± 0.2 % |  | ± 0.010 ml |  | 1 | 13858
E11703 |  | 1 - 10 ml |  | 0.2 ml | ± 0.6 % | ± 0.060 ml | ± 0.2 % |  | ± 0.020 ml |  | 1 | 13858
E11704 |  | 2.5 – 30 ml |  | 0.5 ml | ± 0.6 % | ± 0.180 ml | ± 0.2 % |  | ± 0.060 ml |  | 1 | 20464
E11705 |  | 5 - 60 ml |  | 1 ml | ± 0.6 % | ± 0.360 ml | ± 0.2 % |  | ± 0.120 ml |  | 1 | 20464
E11706 |  | 10 - 100 ml |  | 2 ml | ± 0.6 % | ± 0.600 ml | ± 0.2 % |  | ± 0.200 ml |  | 1 | 24684
• Supreme plus is the most advanced, next generation, highly robust and reliable bottle top dispenser designed through years of research. • Supreme duet has a recirculation valve for redirecting the liquid into the bottle for bubble free dispensing without any loss of reagent. • Supreme duet has a smooth and soft plunger for easy working in difficult laboratory conditions. • Fully Autoclavable.
SPECIFICATIONS :
Code | Capacity |  | Increment |  | Accuracy |  | CV |  |  |  | No./case |  |  | Price/case (₹)
E11711 | 0.25 – 2.5 ml |  | 0.05 ml |  | ± 0.6 % | ± 0.015 ml | ± 0.2 % |  | ± 0.005 ml |  | 1 |  |  | 19054
E11712 | 0.50 – 5 ml |  | 0.1 ml |  | ± 0.6 % | ± 0.030 ml |  | ± 0.2 % | ± 0.010 ml |  | 1 | 19054
E11713 | 1 - 10 ml |  | 0.2 ml |  | ± 0.6 % | ± 0.060 ml |  | ± 0.2 % | ± 0.020 ml |  | 1 | 19054
E11714 | 2.5 – 30 ml |  | 0.5 ml |  | ± 0.6 % | ± 0.180 ml |  | ± 0.2 % | ± 0.060 ml |  | 1 | 26724
E11715 | 5 - 60 ml |  | 1 ml |  | ± 0.6 % | ± 0.360 ml |  | ± 0.2 % | ± 0.120 ml |  | 1 | 26724
E11716 | 10 - 100 ml |  | 2 ml |  | ± 0.6 % | ± 0.600 ml |  | ± 0.2 % | ± 0.200 ml |  | 1 | 31797
www.abdoslifesciences.com
71 | Supreme Bottle Top Dispenser
72 | Supreme Plus Bottle Top Dispenser
Piston Cylinder
Volume Adjustment Knob Value Housing
Value Assembly Discharge Assembly Delivery Tube
Inlet Tube Calibration
Accuracy & Reproducibility Compatibility
Piston Cylinder
Volume Adjustment Knob Value Housing
Re-Circulation Value Housing Value Assembly
Discharge Assembly Delivery Tube
Inlet Tube Calibration
Accuracy & Reproducibility Compatibility
PTFE & ETP
Borosilicate Glass PP, 180°, Rotation PFA
Borosilicate Glass Ball & Seat PTFE
FEP FEP
Individually Calibrated and Certified According to ISO 8655 Standards Excellent with all reagents except HF
PTFE & ETP
Borosilicate Glass PP, 180° Rotation PFA
PFA
Borosilicate Glass Ball & Seat PTFE
FEP FEP
Individually Calibrated and Certified According to ISO 8655 Standards Excellent with all reagents except HF
76

## Table 47
• Supreme duet is the most advanced, next generation, highly robust and reliable bottle top dispenser designed through years of research. • Supreme duet has a recirculation valve for redirecting the liquid into the bottle and rinsing the instrument without dismounting from the bottle. • Supreme duet with a worldwide patent can be used in 4 modes: dilution, rinsing, dual liquid handling and re-circulation all in a single unit. • Supreme duet has a smooth and soft plunger for easy working in difficult laboratory conditions. • Fully Autoclavable.
SPECIFICATIONS :
Piston | [5 empty] | PTFE & ETP
Cylinder | [5 empty] | Borosilicate Glass
Volume Adjustment Knob | [5 empty] | PP, 180° Rotation
Value Housing | [5 empty] | PFA
Re-Circulation Value Housing | [5 empty] | PFA
Value Assembly | [5 empty] | Borosilicate Glass Ball & Seat
Discharge Assembly | [5 empty] | PTFE
Delivery Tube | [5 empty] | FEP
Inlet Tube | [5 empty] | FEP
Calibration | [5 empty] | Individually Calibrated and Certified
Accuracy & Reproducibility | [5 empty] | According to ISO 8655 Standards
Compatibility | [5 empty] | Excellent with all reagents except HF
Code | Capacity | Increment |  | Accuracy |  |  | CV |  |  | No./case |  |  | Price/case (₹)
E11731 | 0.25 – 2.5 ml | 0.05 ml |  | ± 0.6 % | ± 0.015 ml |  | ± 0.2 % |  | ± 0.005 ml | 1 |  |  | 34396
E11732 | 0.50 – 5 ml |  | 0.1 ml | ± 0.6 % | ± 0.030 ml |  |  | ± 0.2 % | ± 0.010 ml |  | 1 | 34396
E11733 | 1 - 10 ml |  | 0.2 ml | ± 0.6 % | ± 0.060 ml |  |  | ± 0.2 % | ± 0.020 ml |  | 1 | 34396
E11734 | 2.5 – 30 ml |  | 0.5 ml | ± 0.6 % | ± 0.180 ml |  |  | ± 0.2 % | ± 0.060 ml |  | 1 | 46459
E11735 | 5 - 60 ml |  | 1 ml | ± 0.6 % | ± 0.360 ml |  |  | ± 0.2 % | ± 0.120 ml |  | 1 | 47263
E11736 | 10 - 100 ml |  | 2 ml | ± 0.6 % | ± 0.600 ml |  |  | ± 0.2 % | ± 0.200 ml |  | 1 | 65203
www.abdoslifesciences.com
73 | Supreme Duet Bottle Top Dispenser
77

## Table 48
• ABDOS serological pipettes are designed for accurate and rapid fluid dispensing. • ABDOS sterile serological pipettes are pyrogen free and PE filter plugged for a variety of liquid handling applications. The sharp, black, highly legible permanent graduations prevent ambiguity and guarantee precise reading and accurate dispensing to ±2%. • Made of transparent medical grade polystyrene, sterilized by E-Beam. • ABDOS serological pipettes are tested for endotoxins (0.005 EU/ml), cytotoxicity (ISO 10993-5) and are guaranteed non-haemolytic. • Ideal in Cell culture & tissue culture applications. • The reverse graduations of ABDOS disposable serological pipettes show volume removed or remaining on all pipettes larger than 1mL. Moreover, the generous negative graduations provide additional pipetting volume. • ABDOS sterile serological pipettes have an effective filter barrier to prevent overflow of liquid into pipette. Designed to fit with available motorized pipette controllers.
Code |  | P10601 |  | P10607 | P1060२ | P10608 | P1060३ | P10609 | P1060४ | P10610
Capacity |  | 1 ml |  | 1 ml | २ ml | २ ml | ५ ml | ५ ml | 1० ml | 1० ml
Height |  | 262 mm |  | 262 mm | 2८० mm | 2८० mm | ३३३ mm | ३३३ mm | ३५४ mm | ३५४ mm
No./Inner pack |  | Individually |  | 100 | Individually | 100 | Individually | 25 | Individually | 25
|  | wrapped |  | (Non-Sterile) | wrapped | (Non-Sterile) | wrapped | (Non-Sterile) | wrapped | (Non-Sterile)
No./case |  | 500 |  | 500 | ४00 | ४00 | २00 | २00 | २00 | २00
Price/case (₹) |  | 5100 |  | 4590 | 4500 | 5060 | 3500 | 3150 | 3700 | 3330
P1060५ | P10611 |  | P1060६ | P10612
२५ ml | २५ ml |  | ५० ml | ५० ml
३१२ mm | ३१२ mm |  | ३६० mm | ३६० mm
Individually | 25 |  | Individually | 25
wrapped | (Non-Sterile) |  | wrapped | (Non-Sterile)
२00 | २00 |  | १00 | १00
8476 | 7662 |  | 8400 | 7560
www.abdoslifesciences.com
74 | Serological Pipettes Sterile, PS
78

## Table 49
• Colour coded by volume with green for 10 ml and red for 25 ml. • Users can easily insert glass and plastic pipettes into the collar with stable fingers for secure hold. • Rotating the knurled thumbwheel draws liquid to desired volumes. To release liquid apply light pressure to the fast release lever. For gradual dispensing rotate the thumb wheel. • Resistant to acids, alkalis. • Easily disassemble for cleaning.
Code |  | Capacity | No./case |  | Price/case (₹)
E11222 |  | 2 ml | 4 |  | 2911
E11218 | 10 ml |  | 4 | 2911
E11216 | 25 ml |  | 4 | 3200
• Pump opening is standard to fit almost all glass and plastic pipettes. • One size can be used for pipetting liquid upto 100 ml. • The pump has a heavy wall and easy to grip body.
Code |  | Capacity | No. / pack |  | Price/case (₹)
E11217 Up to 100 ml 10 2945
• Abdos Rave Pipette Controller is robust, lightweight and its simple to use operations makes it ideal for repetitive pipetting. • Users can use Volumetric and Serological Pipettes ranging from 0.1 ml to 100 ml. • Abdos Rave Pipette Controller has autoclavable silicone pipette holder. • Abdos Rave Pipette Controller is supplied with integral and replaceable 3 um filter. • The in-line filter prevents contamination. • Precise Pipetting control is possible in Abdos Rave Pipette Controller.
Rave Pipette Controller
Code |  | Product | No./case |  | Price/case (₹)
E11113 Rave Pipette Controller 1 3881
Spare Filters
Code |  | Product | No./case |  | Price/case (₹)
E11119 Spare 3.00 um Filter 1 323
www.abdoslifesciences.com
76 | Rubber Pipette Pump
77 | Rave Pipette Controller, PP
75 | Handypette Pipette Aid
79

## Table 50
• Abdos Rave Plus Pipette Filler is robust, light-weight and is ergonomically designed to allow longer, fatigue- free pipetting. • Abdos Rave Plus Pipette Filler is powerful and can fill a 50 ml Pipette in less than 10 seconds. Motor & pump operate quietly with very low vibration. • Users can use Volumetric and Serological Pipettes ranging from 1 ml to 100 ml. • Abdos Rave Plus Pipette Filler is supplied with Lithium-ion cell that provides enough battery power to finish the users series. • Abdos Rave Pipette Controller is supplied with integral and replaceable 0.45 um filter.
SPECIFICATIONS :
Rave Pipette Filler
Code |  | Product |  | No./case |  |  | Price/case (₹)
E11114 | Rave Plus Pipette Filler |  |  |  | 1 |  |  | 24578
E11120 | Rave Eco Pipette Filler |  |  |  | 1 |  |  | 18581
Rave Pipette Filler
Code |  | Product |  | No./case |  |  | Price/case (₹)
E11116 | Spare 0.45 um Filter |  |  |  | 1 |  |  | 860
E11117 | Spare Lithium - ion |  |  |  | 1 |  |  | 7533
E11118 | Spare Adapter |  |  |  | 1 |  |  | 2500
• These Polypropylene racks can hold upto 28 glass or plastic pipettes in vertical position. • The Heavy base has a diameter of 9 inch and polypropylene coated square rod having a length of 15 inches is screwed into the base. • These racks are available in white colour. • There are two discs to hold the pipette and give it stability. Both Discs can be moved in upward and downward direction to accommodate various lengths of pipette. • Can be autoclaved.
Code |  | Places | D x H |  |  | No./case |  |  | Price/case (₹)
P70205 28 232 x 381 mm 1 882
www.abdoslifesciences.com
79 | Pipette Stand Vertical, PP
78 | Rave Pipette Filler
Battery
Battery Service Life Charging Time Pipette Types Aspirate Speeds Dispense Speeds Filter
Capacity
Lithium-Ion Cell
More than 8 hours of Intermittence use. Approx. 2 Hours.
Glass or Plastic Pipettes (0.1–100ml) 8
8 Gravity Dispense
0.45 µm Hydrophobic
2000 mA
80

## Table 51
• Excellent chemical stability. • Suitable for drawing, transferring and blending various volumes of liquid. • Transparent with clear graduation markings for easy liquid level observation. • Manufactured in ISO 8 grade clean room. • No additive contamination. • Pipettes can be twisted and contorted for use with micro-vessels & oddly shaped containers. • High precision and good repeatability. • The individually packed pipettes are sterilized by Gamma radiation. | [6 empty] | Individually wrapped Pasteur Pipettes
Code | P31207 | P31208 | P31201 | P31202 | P31209 | P31210 |  | P31205 | P31206
Capacity | 0.4 ml | 0.4 ml Sterile, Individually wrapped | 1.0 ml | 1.0 ml Sterile, Individually wrapped | 2.0 ml | 2.0 ml Sterile, Individually wrapped |  | 3.0 ml | 3.0 ml Sterile, Individually wrapped
Height | 131 mm | 131 mm | 154 mm | 154 mm | 152 mm | 152 mm |  | 154 mm | 154 mm
No./case | 500 | 500 | 500 | 500 | 500 | 500 |  | 500 | 500
Price/case (₹) | 920 | 3267 | 828 | 3040 | 832 | 3190 |  | 863 | 3090
Price/48 Case (₹) | 41501 | 147407 | 37351 | 137165 | 37522 | 143933 |  | 38932 | 139421
www.abdoslifesciences.com
83 | Pasteur Pipettes, LDPE
82

## Table 52
• Abdos Ria Vials are polypropylene/polystyrene tubes generally used in Radioimmuno Assay –a scientific method used to test antigens (for sample, hormone levels in the blood) without the need to use a bioassay. • Abdos Ria Vial PP are clear and can withstand 3000*g RCF during centrifugation while the transparent polystyrene tubes can withstand 1400*g RCF. • The PP tubes can accept common acids, alkalies & solvents at room temperature while the PS tubes can accept mild bases, weak acids but not organic solvents. • Amber Ria Vials are used for light sensitive samples. • Abdos Ria Vials PP are autoclavable while PS tubes are non-autoclavable.
RIA Vial & Plastic Test Tube
Code |  | Φ x h | Material |  |  | Capacity |  |  | No./case |  |  |  | Price/case (₹) |  |  |  | Price/260 Case (₹)
P10305 |  | 12 X 40 mm | PP |  |  | 2.5 ml |  |  | 500 |  |  |  | 391 |  |  |  | 95450
P10306 | 12 X 40 mm |  |  | PS |  |  | 2.5 ml |  |  | 500 |  | 415 |  |  |  |  | 101353
P10301 | 12 x 75 mm |  |  | PP |  |  | 5 ml |  |  | 500 |  | 523 |  |  |  |  | 127877
P10303 | 12 x 75 mm |  |  | PS |  |  | 5 ml |  |  | 500 |  | 538 |  |  |  |  | 131463
P10308 | 13 X 100 mm |  |  | PP |  |  | 8 ml |  |  | 500 |  | 1360
P10309 | 13 X 100 mm |  |  | PS |  |  | 8 ml |  |  | 500 |  | 1409
P10310 | 16 X 100 mm |  |  | PP |  |  | 10 ml |  |  | 500 |  | 1690
P10311 | 16 X 100 mm |  |  | PS |  |  | 10 ml |  |  | 500 |  | 1734
RIA Vial Cap & Plastic Test Tube Cap
Code |  | Φ |  | Material |  |  |  | No./case |  |  | Price/case (₹) |  |  |  |  | Price/192 Case (₹)
P10304 |  | 12 mm |  | HDPE |  |  |  | 500 |  |  | 280 |  |  |  |  | 50596
P10307 | 12 mm |  |  |  | PP |  | 500 |  |  |  |  | 335 |  |  |  | 60425
P10302 | 12 mm |  |  |  | LDPE |  | 500 |  |  |  |  | 335 |  |  |  | 60425
P10312 | 13 mm |  |  |  | HDPE |  | 1000 |  |  |  |  | 1317
P10313 | 16 mm |  |  |  | HDPE |  | 1000 |  |  |  |  | 1676
Amber RIA Vial
Code |  | Φ x h |  | Material | [5 empty] | Capacity |  |  |  |  | No./case |  |  |  | Price/case (₹)
P10305A |  | 12 x 40 mm |  | PP Amber | [5 empty] | 2.5 ml |  |  |  |  | 500 |  |  |  | 489
P10305A1 | 12 x 40 mm |  |  | PP Transparent Amber | [6 empty] | 2.5 ml |  |  | 500 |  |  |  | 489
P10301A | 12 x 75 mm |  |  | PP Amber | [6 empty] | 5 ml |  |  | 500 |  |  |  | 636
P10301A1 | 12 x 75 mm |  |  | PP Transparent Amber | [6 empty] | 5 ml |  |  | 500 |  |  |  | 636
Amber RIA Vial Cap, HDPE
Code |  | Φ |  |  | Material | [6 empty] | No./case |  |  |  | Price/case (₹)
P10304A |  | 12 mm |  |  | HDPE Amber | [6 empty] | 500 |  |  |  | 346
P10304A1 12 mm HDPE Transparent Amber 500 349
www.abdoslifesciences.com
84 | RIA Vial & Cap / Test Tube & Cap
83

## Table 53
• Ultra clear polypropylene container with polyethylene leak proof screw cap. • Frosted portion for easy writing. • Clear and easy to read graduations. • Sterile container is individually packed in polyethylene pouch. • Clean room ISO class 8. • 120 ml containers are also available in stacked sleeves.
Code |  | Capacity |  |  |  | Colours |  |  |  |  | Subdivision |  | Height |  | No./case |  | Price/Piece(₹) |  | Price/case (₹)
P40101 |  |  | 60ml |  |  |  |  | Blue, Red, White & Yellow |  |  |  | 10ml |  | 55mm |  | 400 |  | 7.48 |  | 2993
P40117 |  |  | 60ml with Label |  |  |  |  | Blue, Red, White & Yellow |  |  |  | 10ml |  | 55mm |  | 400 |  | 8 |  | 3200
P40121 |  |  | 60ml Sample Container for Stool with Spoon & Label |  |  |  |  | White Container With Amber Cap |  |  |  | 10ml |  | 55mm |  | 400 |  | 8.08 |  | 3232
P40102 |  |  | 60ml Sterile, Individually Wrapped |  |  |  |  | Blue, Red, White & Yellow |  |  |  | 10ml |  | 55mm |  | 350 |  | 9.77 |  | 3420
P40114 |  |  | 60ml with Label, Sterile, Individually Wrapped |  |  |  |  | Blue, Red, White & Yellow |  |  |  | 10ml |  | 55mm |  | 350 |  | 10.29 |  | 3602
P40120 |  |  | 60ml Sample Container for Stool with Spoon & Label, Sterile, Individually Wrapped |  |  |  |  | White Container With Amber Cap |  |  |  | 10ml |  | 55mm |  | 350 |  | 10.39 |  | 3638
P40105 |  |  | 60ml with Spoon |  |  |  |  | Blue, Red, White & Yellow |  |  |  | 10ml |  | 55mm |  | 400 |  | 9.15 |  | 3661
P40106 |  |  | 60ml with Spoon, Sterile, Individually Wrapped |  |  |  |  | Blue, Red, White & Yellow |  |  |  | 10ml |  | 55mm |  | 350 |  | 12.3 |  | 4305
P40103 |  |  | 120ml |  |  |  |  | Blue, Red, White & Yellow |  |  |  | 20ml |  | 76mm |  | 200 |  | 10.07 |  | 2014
P40118 |  |  | 120ml with Label |  |  |  |  | Blue, Red, White & Yellow |  |  |  | 20ml |  | 76mm |  | 200 |  | 10.67 |  | 2134
P40104 |  |  | 120ml, Sterile, Individually Wrapped |  |  |  |  | Blue, Red, White & Yellow |  |  |  | 20ml |  | 76mm |  | 200 |  | 11.19 |  | 2237
P40115 |  |  | 120ml with Label, Sterile, Individually Wrapped |  |  |  |  | Blue, Red, White & Yellow |  |  |  | 20ml |  | 76mm |  | 200 |  | 11.79 |  | 2358
P40107 |  |  | 120ml, Stackable Sleeve of 25 |  |  |  |  | Blue, Red, White & Yellow |  |  |  | 20ml |  | 76mm |  | 500 |  | 8.72 |  | 4360
P40112 |  |  | 200ml |  |  |  |  | Blue, Red, White & Yellow |  |  |  | 20ml |  | 120mm |  | 150 |  | 23.32 |  | 3498
P40113 |  |  | 200ml, Sterile Individually Wrapped |  |  |  |  | Blue, Red, White & Yellow |  |  |  | 20ml |  | 120mm |  | 100 |  | 25.4 |  | 2540
P40116 |  |  | 200ml with Label, Sterile, Individually Wrapped |  |  |  |  | Blue, Red, White & Yellow |  |  |  | 20ml |  | 120mm |  | 100 |  | 26 |  | 2600
P40119 |  |  | 200ml with Label |  |  |  |  | Blue, Red, White & Yellow |  |  |  | 20ml |  | 120mm |  | 150 |  | 23.92 |  | 3588
Add Colour Code of your choice: BLUE (B), RED (R), WHITE (W) and YELLOW (Y)
The Unique Grip screw cap provides a secure grip in wet conditions.
VALUE ADDITIONS All Abdos Sample Containers can withstand up to 95 kPa of pressure, best suitable for vacuum transportation lift for samples at Hospitals. | [9 empty] | Moulded ring provides stability and confirms complete closure of the cap while ensuring 100% leak proof. Sterile containers are individually wrapped and has been validated according to ISO 11137 for SAL 10-6 Engraved graduation marks and frosted surface for Name, No. and date provides better visibility on volume and traceability of the samples. Highly Transparent for easy visualization of samples.
An IVD CERTIFIED PRODUCTS best recommended for diagnostics with a leakproof screw cap, principally important when transporting hazardous material. Ideal for transport and storage of urine, sputum and most liquids or particulate samples.
Samples containers shatter resistant Manufactured from ultra-pure USP-VI Virgin Polypropylene (PP) and Comply with the requirement of 21 CFR 177.1520. Containers are Manufactured inside the controlled, validated Clean Room ISO Class 8 by high-end Injection Moulding using high precision moulds which ensure smooth and symmetrical End product.
• Durable racks for transport or sample handling. • Suitable for various shaped (round, conical, flat bottom) tubes & bottles. • Superior chemical resistance. • Holds bottle and vessels up to 58 mm in diameter. • Slotted Bottom has mesh that gives support.
Code | Tube Diameter |  |  | Places | L x W x H |  | No./case |  | Price/case (₹)
P40111 55 mm 24 (6 x 4 Array) 393 x 262 x 50 mm 01 4516
www.abdoslifesciences.com
85 | Sample Container, PP/HDPE
86 | Wire Sample Container Rack, Epoxy Coated Steel
84

## Table 54
• Abdos high quality disposable Petri Dishes are suitable for all microbiological applications manufactured as per ISO 24998 ‘Plastics laboratory ware — Single-use’. • Robust dimensional accuracy of 90 mm ensures compatibility with most automated systems. • Extremely high optical clarity for easy view on microscope. • Vented Dishes have elevated lid that allows for superior gas exchange and evaporation. • Non-Vented Dishes have flat lid that prevents evaporation, encouraging long incubation period & anaerobic application. • Shallow dish design allows for maximum use of incubator space. • Easy to stack. • Abdos Petri Dishes retain their shape upto 55°C. • Aseptic Dishes are manufactured in clean room under controlled low bio-burden conditions for best performance in all applications. • Abdos Petri Dishes are also available in two & three compartments that enable parallel testing of single sample using different agar, solvents and reagents. • Sterile Plates have been validated according to ISO 11137 for SAL 10-6
Petri Dish - Aseptic, PS
Code |  | Diameter | Height |  | Compartment |  | Vent |  |  |  | Packing |  |  | No./case |  |  |  | Price/case (₹) |  | Price/20 case (₹)
P10931 |  | 60 mm | 14.20 mm |  | No |  | 0 Vent |  |  |  | Sleeve of 20 |  |  | 1400 |  |  |  | 10494 |  | 197287
P10932 | 60 mm |  | 14.20 mm | No |  |  |  | 3 Vent |  | Sleeve of 20 |  |  |  |  | 1400 |  |  | 10494 | 197287
P10901 | 90 mm |  | 15.80 mm | No |  |  |  | 3 Vent |  | Sleeve of 20 |  |  |  |  | 480 |  |  | 3607 | 67811
P10902 | 90 mm |  | 15.80 mm | No |  |  |  | 3 Vent |  | Individual Wrapped |  |  |  |  | 380 |  |  | 3218 | 60498
P10903 | 90 mm |  | 15.80 mm | No |  |  |  | 0 Vent |  | Sleeve of 20 |  |  |  |  | 480 |  |  | 3607 | 67811
P10904 | 90 mm |  | 15.80 mm | No |  |  |  | 0 Vent |  | Individual Wrapped |  |  |  |  | 380 |  |  | 3218 | 60498
P10933 | 140 mm |  | 17.50 mm | No |  |  |  | 0 Vent |  | Sleeve of 5 |  |  |  |  | 180 |  |  | 6512 | 122426
P10934 | 140 mm |  | 17.50 mm | No |  |  |  | 3 Vent |  | Sleeve of 5 |  |  |  |  | 180 |  |  | 6512 | 122426
Petri Dish - Gamma Radiated Sterile, PS
Code |  | Diameter | Height |  | Compartment |  | Vent |  |  |  | Packing |  |  | No./case |  |  |  | Price/case (₹) |  | Price/20 case (₹)
P10935 |  | 60 mm | 14.20 mm |  | No |  | 0 Vent |  |  |  | Sleeve of 20 |  |  | 1400 |  |  |  | 10622 |  | 199694
P10936 | 60 mm |  | 14.20 mm | No |  |  |  | 3 Vent |  | Sleeve of 20 |  |  |  |  | 1400 |  |  | 10622 | 199694
P10905 | 90 mm |  | 15.80 mm | No |  |  |  | 3 Vent |  | Sleeve of 20 |  |  |  |  | 480 |  |  | 4014 | 75463
P10906 | 90 mm |  | 15.80 mm | No |  |  |  | 3 Vent |  | Sleeve of 10 |  |  |  |  | 480 |  |  | 4109 | 77294
P10907 | 90 mm |  | 15.80 mm | No |  |  |  | 3 Vent |  | Individual Wrapped |  |  |  |  | 380 |  |  | 3652 | 68658
P10908 | 90 mm |  | 15.80 mm | No |  |  |  | 0 Vent |  | Sleeve of 20 |  |  |  |  | 480 |  |  | 4014 | 75463
P10909 | 90 mm |  | 15.80 mm | No |  |  |  | 0 Vent |  | Sleeve of 10 |  |  |  |  | 480 |  |  | 4128 | 77606
P10910 | 90 mm |  | 15.80 mm | No |  |  |  | 0 Vent |  | Individual Wrapped |  |  |  |  | 380 |  |  | 3652 | 68658
P10937 | 140 mm |  | 17.50 mm | No |  |  |  | 0 Vent |  | Sleeve of 5 |  |  |  |  | 180 |  |  | 6866 | 129081
P10938 | 140 mm |  | 17.50 mm | No |  |  |  | 3 Vent |  | Sleeve of 5 |  |  |  |  | 180 |  |  | 6866 | 129081
Petri Dish - Gamma Radiated Sterile, Double Wrapped, PS
Code |  | Diameter | Height |  |  | Compartment |  |  | Vent |  |  | Packing |  |  |  |  | No./case |  |  | Price/case (₹)
P10928 |  | 90 mm | 15.80 mm |  |  | No |  |  | 0 Vent |  |  | Sleeve of 18 |  |  |  |  | 432 |  |  | 4136
P10927 | 90 mm |  | 15.80 mm | No |  |  |  | 0 Vent |  |  |  |  | Sleeve of 8 |  |  | 384 |  |  | 3881
P10939 | 90 mm |  | 15.80 mm | No |  |  |  | 3 Vent |  |  |  |  | Sleeve of 18 |  |  | 432 |  |  | 4136
P10940 | 90 mm |  | 15.80 mm | No |  |  |  | 3 Vent |  |  |  |  | Sleeve of 8 |  |  | 384 |  |  | 3881
87
87 | Petri Dish, PS
www.abdoslifesciences.com

## Table 55
Petri Dish - Gamma Radiated Sterile, Triple Wrapped, PS
Code |  | Diameter |  | Height |  | Compartment |  | Vent |  |  | Packing |  |  | No./case |  | Price/case (₹)
P10941 |  | 90 mm |  | 15.80 mm |  | No |  | 0 Vent |  |  | Sleeve of 8 |  |  | 320 |  | 3680
P10942 |  | 90 mm | 15.80 mm |  | No |  | 0 Vent |  |  | Sleeve of 18 |  | 432 |  |  | 4363
P10943 |  | 90 mm | 15.80 mm |  | No |  | 3 Vent |  |  | Sleeve of 8 |  | 320 |  |  | 3680
P10944 |  | 90 mm | 15.80 mm |  | No |  | 3 Vent |  |  | Sleeve of 18 |  | 432 |  |  | 4363
2 Compartment Petri Dish - Aseptic, PS
Code |  | Diameter |  | Height |  | Compartment |  | Vent |  |  | Packing |  |  | No./case |  | Price/case (₹)
P10911 |  | 90 mm |  | 15.80 mm |  | 2 Compartment |  | 3 Vent |  |  | Sleeve of 20 |  |  | 480 |  | 4702
P10912 | 90 mm |  | 15.80 mm |  | 2 Compartment |  |  |  | 3 Vent | Individual Wrapped |  |  | 380 |  | 4198
P10913 | 90 mm |  | 15.80 mm |  | 2 Compartment |  |  |  | 0 Vent | Sleeve of 20 |  |  | 480 |  | 4702
P10914 | 90 mm |  | 15.80 mm |  | 2 Compartment |  |  |  | 0 Vent | Individual Wrapped |  |  | 380 |  | 4198
2 Compartment Petri Dish - Gamma Radiated Sterile, PS
Code |  | Diameter |  | Height |  | Compartment |  | Vent |  |  | Packing |  |  | No./case |  | Price/case (₹)
P10915 |  | 90 mm |  | 15.80 mm |  | 2 Compartment |  | 3 Vent |  |  | Sleeve of 20 |  |  | 480 |  | 5212
P10916 | 90 mm |  | 15.80 mm |  | 2 Compartment |  |  |  | 3 Vent | Individual Wrapped |  |  | 380 |  | 4713
P10917 | 90 mm |  | 15.80 mm |  | 2 Compartment |  |  |  | 0 Vent | Sleeve of 20 |  |  | 480 |  | 5212
P10918 | 90 mm |  | 15.80 mm |  | 2 Compartment |  |  |  | 0 Vent | Individual Wrapped |  |  | 380 |  | 4713
3 Compartment Petri Dish - Aseptic, PS
Code |  | Diameter |  | Height |  | Compartment |  | Vent |  |  | Packing |  |  | No./case |  | Price/case (₹)
P10919 |  | 90 mm |  | 15.80 mm |  | 3 Compartment |  | 3 Vent |  |  | Sleeve of 20 |  |  | 480 |  | 5971
P10920 |  | 90 mm | 15.80 mm |  | 3 Compartment |  |  |  | 3 Vent | Individual Wrapped |  |  | 380 |  | 5129
P10921 |  | 90 mm | 15.80 mm |  | 3 Compartment |  |  |  | 0 Vent | Sleeve of 20 |  |  | 480 |  | 5971
P10922 |  | 90 mm | 15.80 mm |  | 3 Compartment |  |  |  | 0 Vent | Individual Wrapped |  |  | 380 |  | 5129
3 Compartment Petri Dish - Gamma Radiated Sterile, PS
Code |  | Diameter |  | Height |  | Compartment |  | Vent |  |  | Packing |  |  | No./case |  | Price/case (₹)
P10923 |  | 90 mm |  | 15.80 mm |  | 3 Compartment |  | 3 Vent |  |  | Sleeve of 20 |  |  | 480 |  | 6613
P10924 |  | 90 mm | 15.80 mm |  | 3 Compartment |  |  |  | 3 Vent | Individual Wrapped |  |  | 380 |  | 5959
P10925 |  | 90 mm | 15.80 mm |  | 3 Compartment |  |  |  | 0 Vent | Sleeve of 20 |  |  | 480 |  | 6613
P10926 |  | 90 mm | 15.80 mm |  | 3 Compartment |  |  |  | 0 Vent | Individual Wrapped |  |  | 380 |  | 5959
88
www.abdoslifesciences.com

## Table 56
• The simple design can hold and secure glass and plastic petri-dishes. • This stand makes transport safe and easier. • Clear racks give the visibility to check culture during incubation.
Code |  | Places | Size (L x W x H) |  | Compatible Petridish | [7 empty] | No./case |  | Price/case (₹)
P10970 28 206 x 105 x 250mm 90mm 1 2223
• Smooth surface provides uniform and gentle streaking without damaging the gel surface. • Polygonal shaft improves grip, assists orientation and makes operation easy. • Option to choose from different needle styles. • Available in individual wrapped pack and zip lock sleeve that eliminates the risk of contamination. • Sterile loops have been validated according to ISO 11137 for SAL 10-6
Code |  | Capacity |  | Colour |  |  |  | Length |  |  |  | Packing |  |  |  | No./case |  |  |  | Price/case (₹)
P10977 | 1µl loop |  |  | White |  |  |  | 200 mm |  |  | Sleeve of 10 | [6 empty] | 500 | 2912
P10978 | 1µl loop |  |  | White |  |  |  | 200 mm |  |  | Individually Wrapped | [6 empty] | 500 | 4164
P10979 | 10µl loop |  |  | Blue |  |  |  | 200 mm |  |  | Sleeve of 10 | [6 empty] | 500 | 2912
P10980 | 10µl loop |  |  | Blue |  |  |  | 200 mm |  |  | Individually Wrapped | [6 empty] | 500 | 4164
P10985 | 1µl loop + Incorporated Needle |  |  | White |  |  |  | 200 mm |  |  | Sleeve of 10 | [6 empty] | 500 | 2912
P10986 | 1µl loop + Incorporated Needle |  |  | White |  |  |  | 200 mm |  |  | Individually Wrapped | [6 empty] | 500 | 4164
P10987 | 10µl loop + Incorporated Needle |  |  | Blue |  |  |  | 200 mm |  |  | Sleeve of 10 | [6 empty] | 500 | 2912
P10988 | 10µl loop + Incorporated Needle |  |  | Blue |  |  |  | 200 mm |  |  | Individually Wrapped | [6 empty] | 500 | 4164
• Unique DuoLoop design gives flexibility to use 1µl from one side and 10µl from the other. • Sterile loops have been validated according to ISO 11137 for SAL 10-6
Code |  | Capacity |  |  |  |  | Colour |  | Length |  |  |  |  | Packing |  |  | No./case |  |  |  | Price/case (₹)
P10981 | DuoLoop, 1µl loop + 10µl loop |  |  |  |  | Green |  |  |  | 200 mm |  | Sleeve of 10 | [5 empty] | 500 | 3091
P10982 | DuoLoop, 1µl loop + 10µl loop |  |  |  |  | Green |  |  |  | 200 mm |  | Individually Wrapped | [5 empty] | 500 | 4410
89
90 | Duo Loop, HIPS
89 | Soft Inoculation Loop, HIPS
88 | Petri Dish Stand, ACRYLIC
www.abdoslifesciences.com

## Table 57
• Cell spreaders are designed to spread and disperse liquid onto the surface of an agar or any media plate without gouging or cutting the medium. • Available in Triangular (PP), T-shaped & L-shaped (HIPS). • Sterile Cell Spreader has been validated according to ISO 11137 for SAL 10-6
Code |  | Shape | Length | Blade Width |  |  | Colour |  | Packing | No./case |  | Price/case (₹)
P10989 | Triangle Shaped |  | 215 mm |  | 30 mm | Blue |  | Individually Wrapped |  |  | 100 |  | 2417
P10990 | Triangle Shaped |  | 240 mm |  | 60 mm | Yellow |  | Individually Wrapped |  |  | 100 |  | 3601
P10991 | T- Shaped |  | 140 mm |  | 35 mm | Blue |  | Individually Wrapped |  |  | 400 |  | 8079
P10992 | T-Shaped |  | 140 mm |  | 35 mm | Blue |  | Sleeve of 10 |  |  | 500 |  | 9492
P10995 | L - Shaped |  | 145 mm |  | 37.5 mm | Green |  | Individually Wrapped |  |  | 400 |  | 5936
P10996 | L - Shaped |  | 145 mm |  | 37.5 mm | Green |  | Sleeve of 10 |  |  | 500 |  | 4108
90
91 | Cell Spreader Gamma Radiated Sterile
P10989
P10990
P10991 & P10992
P10995
www.abdoslifesciences.com

## Table 58
• ABDOS Swirlex - Handheld Homogenizer is a powerful handheld homogenizer designed to rapidly homogenize, disperse and disintegrate biological samples in 10-30 seconds with adjustable speed ranging from 8,000 rpm up to 30,000 rpm. • The homogenizer is ideal to use with samples from 0.5ml to 250ml with three types of generator probes available for different sample volume range. • It is lightweight, can be held with one hand and also mounted to a stand for fatigue-free and longer operation. Complete homogenization of tissues (muscle, liver, breast tissue, etc.) is generally achieved in a few seconds. • Autoclavable generator shaft is made up of 316L stainless steel Interchangeable generator probes that are easily disassembled for clean-up. • Optional H-type stand with adjustable height and angle available for more convenient and lengthier operation.
Swirlex - Hand Held Homogenizer
Code |  | Product |  |  | Volume Range |  | No./case |  | Price/case (₹)
E12410 | Swirlex-Hand Held Homogenizer with Dispersing shaft Suporting for volume 0.1-50 ml & Support Stand |  |  | 0.1-50 ml |  | 1 |  | 109671
E12431 | Swirlex-Hand Held Homogenizer with Dispersing shaft Suporting for volume 1-250 ml & Support Stand |  |  | 1-250 ml |  | 1 |  | 113855
Spare Accessories
Code |  | Product |  |  | Volume Range |  | No./case |  | Price/case (₹)
E12411 | Dispersing Shaft - Length-90mm, process volume- 0.1-50 ml |  | 5 mm |  |  | 1 |  | 55787
E12412 | Dispersing Shaft - Length-160mm, process volume- 0.3-50 ml |  | 7 mm |  |  | 1 |  | 59590
E12413 | Dispersing Shaft - Length-150mm, process volume-1-250 ml |  | 10 mm |  |  | 1 |  | 61492
E12414 | Dispersing Shaft Length-170mm;process volume-2-250 ml |  | 14 mm |  |  | 1 |  | 63141
E12415 | Support Stand |  | - |  |  | 1 |  | 38036
SPECIFICATIONS :
Voltage Frequency Motor Type Universal Motor Speed range Max. Linear Velocity Speed Level Working Volume (ml, H2O) Maximum Viscosity Material of Dispersing Shaft Weight Dimension (W x D x H) Noise Permissible ambient Temperature & Humidity Permissible relative humidity Protection Class
220-240 V 50-60 Hz AC Carbon Brush Motor 8000–32000 rpm 6.3m/sec or 14m/sec 10 Stage 0.1-50 ml (5mm Dispersing Shaft-E12411) 1-250 ml (10mm Dispersing Shaft-E12413) 5,000 mPas SS 316L Stainless steel, PTFE 0.54 kg 45 x 55 x 190 mm 72 dB 0-40°C 85% IP20
91
92 | Swirlex - Handheld Homogenizer
www.abdoslifesciences.com

## Table 59
• Swirlex-Flapping Homogenizer (Stomaker) is a new generation lab blender, silent, easy-to-use & has a new design, with great new features, along with the silent blending. It is adapted to all kinds of applications and with a guarantee of optimal extraction, it is a great tool for lab analyses avoiding all risk of cross-contamination and damage. • It can be used to extract bacteria from solid samples as well as homogenization of animal tissues, cosmetics, and biological samples. It is convenient, very quick, mild, accurate and also provides good repeatability. • To extract bacteria from solid samples, put the original samples and the diluents into a sterile bag. Put the bag then into the homogenizer, through the flapping of the paddles. The material inside the bag can rapidly reach a homogenized state by the pressure, shaking, and vibration inside. • In order to get a guaranteed uniformity of the effective extraction of the bacteria inside and on the surface of the solid samples, make sure to include all the materials in the sterile bag to the homogenizer. Then the homogenized sample can be used for analysis, the sterile bag avoids the cross-contamination. • The main advantage of Swirlex -flapping homogenizer is that it is convenient, very quick, mild, accurate and also provides good repeatability. Samples used for the extraction will not be contaminated, damaged, heated, and no sterilization, as well as no container is needed, thus no container cleaning process either.
Swirlex - STOMAKER - Flapping Homogenizer
Code | Product |  |  |  | Flapping Speed |  |  |  |  | Exterior Size |  |  | Interior Size |  | No./case |  | Price/case (₹)
E12431 |  | Stomaker plus, Stainless Steel Door with observation window |  |  |  | Adjustable between 20-600 Stokes/min (10-300rpm/min) | [5 empty] | 45 x 21 x 24 cm 10 x 19 x 22 cm 1 P.O.R.
Stomaker Pro, Stainless Steel Door with E12438 Adjustable between 1-10 Stokes/sec 45 x 28 x 30 cm 10 x 19 x 22 cm 1 P.O.R. Observation Window & Digital display
Spare Accessories
Code | Product | [5 empty] | Capacity |  | No. of bag / box | [6 empty] | Price/case (₹)
E12432 | Sterilization Bag |  |  | 80 ml |  |  |  | 25 pcs per pack | [5 empty] | P.O.R.
E12433 | Sterilization Bag |  |  | 400 ml |  |  |  | 25 pcs per pack | [5 empty] | P.O.R.
E12435 | Sterilization Bag with filter on one side |  |  | 400 ml |  |  |  | 25 pcs per pack | [5 empty] | P.O.R.
E12436 | Sterilization Bag with overall filter |  |  | 400 ml |  |  |  | 25 pcs per pack | [5 empty] | P.O.R.
E12437 | Clip for Sterilization Bag |  |  | - |  |  |  | 1 | [5 empty] | P.O.R.
SPECIFICATIONS : STOMAKER PLUS(E12431) STOMAKER PRO(E12438)
Voltage |  |  | 220-240 V | [7 empty] | 220-240 V
Frequency |  |  | 50-60 Hz | [7 empty] | 50-60 Hz
Door Design |  |  | Stainless Steel Door wth observation window | [7 empty] | Stainless Steel Door with observation window
Capacity Range |  |  | 50-400 mL | [7 empty] | 50-400 mL
Flapping Speed |  |  | Adjustable between 20~600 Stokes min(10~300rpm/min) | [7 empty] | 1~10 Strokes /s
Exterior Size (W x D x H) |  |  | 45 x 21 x 24 cm | [7 empty] | 45 x 28 x 30 cm
Interior Size (W x D x H) |  |  | 10 x 19 x 22 cm | [7 empty] | 10 x 19 x 22 cm
E12438
92
93 | Swirlex - Flapping Homogenizer (Stomaker)
E12431
www.abdoslifesciences.com

## Table 60
• Treated Cell culture flasks are made from high-quality virgin polystyrene. • Options available for Tissue Culture Treated and Non-Treated. • Treated culture flasks have undergone vacuum plasma treatment to assure uniform growth. • Flat highly transparent polysterene surface for distortion-free observation. • Angled neck for easy access to the corner of the flask. • Frosted writing area with clear moulded graduation marking. • Designed with precision for stackable stability. • Culture flask with breathable vented cap membrane 0.22 um, hydrophobic filter ensures gas exchange without contamination. • Sterilized by E-beam, Sterile culture flask has been validated according to ISO 11137.
Code | Capacity | Cap Style | Cell Growth Area | Recommended Medium Volume | Tissue Culture Treated | No. / Pack | No./case | Price/case (₹)
P21010 | 50 ml | Sealed Cap | 25 cm2 | 5 ml - 7.5 ml | Yes | 10 | 200 | 11273
P21011 | 50 ml | Vent Cap | 25 cm2 | 5 ml - 7.5 ml | Yes | 10 | 200 | 12846
P21012 | 250 ml | Sealed Cap | 75 cm2 | 15 ml - 22.5 ml | Yes | 5 | 100 | 11010
P21013 | 250 ml | Vent Cap | 75 cm2 | 15 ml - 22.5 ml | Yes | 5 | 100 | 12846
P21014 | 750 ml | Sealed Cap | 175 cm2 | 35 ml - 52.5 ml | Yes | 5 | 40 | 8224
P21015 | 750 ml | Vent Cap | 175 cm2 | 35 ml - 52.5 ml | Yes | 5 | 40 | 9175
P21016 | 950 ml | Sealed Cap | 225 cm2 | 45 ml - 67.5 ml | Yes | 5 | 25 | 9876
P21017 | 950 ml | Vent Cap | 225 cm2 | 45 ml - 67.5 ml | Yes | 5 | 25 | 12266
P22010 | 50ml | Sealed Cap | 25 cm2 | 5 ml - 7.5 ml | No | 10 | 200 | 12063
P22011 | 50ml | Vent Cap | 25 cm2 | 5 ml - 7.5 ml | No | 10 | 200 | 13744
P22012 | 250ml | Sealed Cap | 75 cm2 | 15 ml - 22.5 ml | No | 5 | 100 | 11781
P22013 | 250ml | Vent Cap | 75 cm2 | 15 ml - 22.5 ml | No | 5 | 100 | 13744
P22014 | 750ml | Sealed Cap | 175 cm2 | 35 ml - 52.5 ml | No | 5 | 40 | 8640
P22015 | 750ml | Vent Cap | 175 cm2 | 35 ml - 52.5 ml | No | 5 | 40 | 9818
P22016 | 950ml | Sealed Cap | 225 cm2 | 45 ml - 67.5 ml | No | 5 | 25 | 10568
P22017 | 950ml | Vent Cap | 225 cm2 | 45 ml - 67.5 ml | No | 5 | 25 | 13125
Both vent and plug seal caps are available
94
www.abdoslifesciences.com
94 | Cell Culture Flasks, PS, Treated and Non-Treated

## Table 61
• Abdos Tissue culture treated plates are made from the highest quality virgin polystyrene. • Plates are designed with a low profile & low evaporation rate ensuring no loss of samples. • Vital gaps on the bottom corners of each plate eliminate scraping of the microscopic lens. • Option available for Tissue culture treated and Non-Treated. • Treated plates have vacuum plasma treatment to ensure uniform growth. • Easy to peel-open and individually wrapped blister pack. • Sterilized by E-beam, Sterile plates have been validated according to ISO 11137.
Code | No. of well | Cell Growth Area |  | Bottom shape |  |  | Recommended Medium Volume |  |  | Tissue Culture Treated |  | No./case | Price/case (₹)
P21020 | 6 | 9.5 cm2 |  | Flat |  |  | 1.90 ml - 2.90 ml |  |  | Yes |  | 50 | 6687
P21021 | 12 | 3.6 cm2 |  | Flat |  |  | 0.76 ml - 1.14 ml |  |  | Yes |  | 50 | 7022
P21022 | 24 | 1.9 cm2 |  | Flat |  |  | 0.38 ml - 0.57 ml |  |  | Yes |  | 50 | 7022
P21023 | 48 | 0.88 cm2 |  | Flat |  |  | 0.19 ml - 0.28 ml |  |  | Yes |  | 50 | 7559
P21024 | 96 | 0.32 cm2 |  | Flat |  |  | 0.10 ml - 0.20 ml |  |  | Yes |  | 100 | 13068
P21025 | 96 | 0.32 cm2 |  | U |  |  | 0.10 ml - 0.20 ml |  |  | Yes |  | 100 | 16055
P21026 | 96 | 0.32 cm2 |  | V |  |  | 0.10 ml - 0.20 ml |  |  | Yes |  | 100 | 16055
P22020 | 6 | 9.5 cm2 |  | Flat |  |  | 1.90 ml - 2.90 ml |  |  | No |  | 50 | 7156
P22021 | 12 | 3.6 cm2 |  | Flat |  |  | 0.76 ml - 1.14 ml |  |  | No |  | 50 | 7514
P22022 | 24 | 1.9 cm2 |  | Flat |  |  | 0.38 ml - 0.57 ml |  |  | No |  | 50 | 7514
P22023 | 48 | 0.88 cm2 |  | Flat |  |  | 0.19 ml - 0.28 ml |  |  | No |  | 50 | 8089
P22024 | 96 | 0.32 cm2 |  | Flat |  |  | 0.10 ml - 0.20 ml |  |  | No |  | 100 | 13594
P22025 | 96 | 0.32 cm2 |  | U |  |  | 0.10 ml - 0.20 ml |  |  | No |  | 100 | 17178
P22026 | 96 | 0.32 cm2 |  | V |  |  | 0.10 ml - 0.20 ml |  |  | No |  | 100 | 17178
• Culture dishes are ideal for all types of culturing where microscopic observation is required. • Dishes have been treated with vacuum plasma to ensure uniform growth. • Highly Flat clear polysterene surface for distortion-free observation. • Sterilized by E-beam, Sterile culture dish has been validated according to ISO 11137.
Code | Diameter |  | Height |  | Cell Growth Area |  |  | Recommended Medium Volume |  |  |  | No. / Pack | No./case | Price/case (₹)
P21030 | 35 mm |  | 9 mm |  | 9 cm2 |  |  | 1.80 ml - 2.70 ml |  |  |  | 20 | 500 | 8698
P21031 | 60 mm |  | 12 mm |  | 21 cm2 |  |  | 4.20 ml - 6.30 ml |  |  |  | 20 | 500 | 10705
P21032 | 100 mm |  | 17.7 mm |  | 55 cm2 |  |  | 11 ml - 16.50 ml |  |  |  | 20 | 300 | 12712
P21033 | 150 mm |  | 23.1 mm |  | 152 cm2 |  |  | 30.40 ml - 45.60 ml |  |  |  | 5 | 100 | 13346
• Abdos Cell Scrapers blades are made for HIPS and handle is made of PP. • Specially designed with free rotating blade to turn as per required direction. • Sterilized by E-beam, Sterile cell scrapers have been validated according to ISO 11137.
APPLICATION
P21040 - T-25/ T-75 Cell Culture flasks, 60 mm cell culture dish P21041 - T-75/ T-175/ T-225 Cell Culture flasks, 150 mm cell culture dish
Code | Length |  |  |  |  | Blade Width |  |  | No./case |  | Price/case (₹)
P21040 | 220 mm |  |  |  |  | 13 mm |  |  | 100 |  | 10193
P21041 | 280 mm |  |  |  |  | 20 mm |  |  | 100 |  | 12709
95
www.abdoslifesciences.com
95 | Cell Culture Plates, PS, Treated and Non-Treated
96 | Cell Culture Dish, PS
97 | Cell Scraper, PP/HIPS

## Table 62
• Roller bottles made from the highest quality Polystyrene suitable for high yield of cell growth and multiplication. • These bottles are available in 3 volumes of 1000ml, 2000ml, 5000ml with wide cell growth area of 490cm2, 850cm2, 1900cm2 for adhesions and huge growth volume for cell suspension. • Suitable for all the general instruments and automation used in tissue/ cell culture technique. • Sterilized by Gamma irradiation, sterile roller bottles have been validated according to ISO 11137.
Code | Capacity |  | Cap Style |  | Cell Growth Area |  | Recommended Medium Volume |  |  | Surface treated | No./case | Price/case (₹)
P21060 | 1000 ml |  | Sealed |  | 490 cm2 |  | 100 ml - 150 ml |  |  | Yes | 24 | 13339
P21061 | 1000 ml |  | Vent |  | 490 cm2 |  | 100 ml - 150 ml |  |  | Yes | 24 | 14431
P21062 | 1000 ml |  | Sealed |  | 490 cm2 |  | 100 ml - 150 ml |  |  | No | 24 | 10914
P21063 | 1000 ml |  | Vent |  | 490 cm2 |  | 100 ml - 150 ml |  |  | No | 24 | 12005
P21064 | 2000 ml |  | Sealed |  | 850 cm2 |  | 180 ml - 260 ml |  |  | Yes | 12 | 7640
P21065 | 2000 ml |  | Vent |  | 850 cm2 |  | 180 ml - 260 ml |  |  | Yes | 12 | 8004
P21066 | 2000 ml |  | Sealed |  | 850 cm2 |  | 180 ml - 260 ml |  |  | No | 12 | 7155
P21067 | 2000 ml |  | Vent |  | 850 cm2 |  | 180 ml - 260 ml |  |  | No | 12 | 7519
P21068 | 5000 ml |  | Sealed |  | 1900 cm2 |  | 300 ml - 400 ml |  |  | Yes | 12 | 8974
P21069 | 5000 ml |  | Vent |  | 1900 cm2 |  | 300 ml - 400 ml |  |  | Yes | 12 | 9945
• Bio-Reaction tubes are manufactured with high purity virgin Class VI Medical grade polypropylene (PP) conforming to US FDA 21 CFR, free from natural rubber & heavy metal. • Convenient and economical option for small scale, high density suspension cell culture and are ideal for biological reaction experiments. • Harvested cells can be directly centrifuged through bioreaction tubes. • These tubes consist of ultrasonically welded 0.22 µm hydrophobic membrane to allow gas exchange. • These tubes come with a large frosted area and engraved graduation. • These tubes are ideal for culture and centrifuge applications. 15ml tubes can withstand maximum RCF 12,000*g, 50ml conical bottom can withstand 16,000*g RCF & 50 ml self-standing tube can withstand RCF 6000*g
Code |  | Capacity |  | Bottom |  | No. / Pack |  | No./case | Price/case (₹)
P21070 |  | 15 ml |  | Conical |  | 10 |  | 100 | 6064
P21071 |  | 50 ml |  | Conical |  | 10 |  | 100 | 8247
P21072 |  | 50 ml |  | Self-standing |  | 10 |  | 100 | 8732
96
www.abdoslifesciences.com
98 | Roller Bottles, PS
99 | Bio Reaction Tubes, PP

## Table 63
• Ideal for all shaker & suspension cell culture applications, media preparation, mixing, liquid handling, and storage. • Baffled or Plain bottom to suit needs for improving aeration or reducing shear stress. • HDPE Cap Option for Sealed and Vent for adequate gas exchange • 0.2µm membrane filter for sterile gas exchange, can effectively prevent microbes in and out, prevent pollution, and ensure the gas exchange, making the cells or bacteria grow well. • Moulded graduation for accuracy and quick volume check. • Volume options – 125/250/500/1000ml. • Individually wrapped and sterilized by gamma irradiation SAL10-6.
Erlenmeyer Flasks, PC
Code | Capacity | Cap Style | Base Style | Qty/Case | Price/Case (₹)
P21200 | 125ml | Sealed | Flat | 24 | 7440
P21201 | 125ml | Vent | Flat | 24 | 8520
P21202 | 250ml | Sealed | Flat | 12 | 4380
P21203 | 250ml | Vent | Flat | 12 | 4944
P21204 | 500ml | Sealed | Flat | 12 | 5520
P21205 | 500ml | Vent | Flat | 12 | 6204
P21206 | 1000ml | Sealed | Flat | 12 | 9060
P21207 | 1000ml | Vent | Flat | 12 | 9900
P21212 | 125ml | Sealed | Baffled | 24 | 7440
P21213 | 125ml | Vent | Baffled | 24 | 8520
P21214 | 250ml | Sealed | Baffled | 12 | 4620
P21215 | 250ml | Vent | Baffled | 12 | 5016
P21216 | 500ml | Sealed | Baffled | 12 | 7500
P21217 | 500ml | Vent | Baffled | 12 | 6540
P21218 | 1000ml | Sealed | Baffled | 12 | 9960
P21219 | 1000ml | Vent | Baffled | 12 | 11016
500 ml (Flat)
Erlenmeyer Flasks, PETG
Code | Capacity | Cap Style | Base Style | Qty/Case | Price/Case (₹)
P21220 | 125ml | Sealed | Flat | 24 | 7440
P21221 | 125ml | Vent | Flat | 24 | 8520
P21222 | 250ml | Sealed | Flat | 12 | 4380
P21223 | 250ml | Vent | Flat | 12 | 4980
P21224 | 500ml | Sealed | Flat | 12 | 5520
P21225 | 500ml | Vent | Flat | 12 | 6240
P21226 | 1000ml | Sealed | Flat | 12 | 8640
P21227 | 1000ml | Vent | Flat | 12 | 9480
Vent & Sealed Caps
125 ml 250 ml 500 ml 1000 ml
97
www.abdoslifesciences.com
100 | Erlenmeyer Flasks, PC & PETG

## Table 64
• Best suited for packaging, shipping & storing liquid media, buffers and sera. • Wide volume options – 60/125/250/500/1000 ml. • Two polymer variants Polyethylene Terephthalate Glycol co-polyester (PETG)/ providing impact resistance and excellent gas-barrier properties and Polyethylene Terephthalate (PET) offering more optical clarity & increased inertness. • Square shape easy to hold and saves shelf & counter space compared with round bottles of the same volume. • Narrow-mouth bottles provide better control when pouring and all come with the liquid leak proof guarantee. • Temperature Operational Range: - 80° C to 60° C. • Non-pyrogenic and non-cytotoxic to protect cells. • Molded-in embossed graduations. • Closure is high density polyethylene (HDPE). | [5 empty] | 60 ml
P21170 60 ml Yes No 192 26995 P21176 125 ml Yes No 96 14706
P21172 250 ml Yes No 60 15162 P21178 500 ml Yes No 120 32148
P21174 1000 ml Yes No 24 11468 P21186 125 ml Yes Yes 96 15480
P21181 125 ml Yes Yes 96 20640 P21188 500 ml Yes Yes 120 33840
P21183 500 ml Yes Yes 48 18048
Media Bottles PETG - Individually Wrapped
Code | Capacity | Cap | Sterile | No./pack | Price/case (₹)
P21192 | 60 ml | Yes | Yes | 192 | 34668
P21193 | 125 ml | Yes | Yes | 80 | 20984
P21194 | 250 ml | Yes | Yes | 60 | 19471
P21195 | 500 ml | Yes | Yes | 48 | 22019
P21196 | 1000 ml | Yes | Yes | 40 | 24546
1000 ml 500 ml 250 ml 125 ml 60 ml
98
www.abdoslifesciences.com
101 | Media Bottles , PET & PETG
Media Bottles PETG
Code
Capacity
Cap
Sterile
No./pack
Price/case (₹)
P21171
125 ml
Yes
No
96
19608
P21173
500 ml
Yes
No
48
17145
P21180
60 ml
Yes
Yes
192
28416
P21182
250 ml
Yes
Yes
60
15960
P21184
1000 ml
Yes
Yes
24
12072
Media Bottles PET
Code Capacity
Cap
Sterile
No./pack
Price/case (₹)
P21177
250 ml
Yes
No
224
42454
P21179
1000 ml
Yes
No
40
14335
P21187
250 ml
Yes
Yes
224
44688
P21189
1000 ml
Yes
Yes
40
15090

## Table 65
• Biofill Bottle Top Filtration System is available as a Full Assembly or as a bottle top Funnel. • Biofill Bottle Top Filtration Systems are disposable, sterile, vacuum operated systems for the sterile preparation of buffers, tissue culture media, microbiological media, and other biological fluids. • Systems are available with asymmetric 0.1 µm, 0.22 µm & 0.45 µm PES membranes. • PES membrane has low protein binding and is surfactant-free. • The complete unit includes membrane filter, graduated funnel of clear polystyrene with polyethylene neck adaptor & polystyrene reservoir bottle with a separate sterile polyethylene cap. • Large knurls on the reservoir bottle cap for easy screw • Reservoir bottles features easy grip sides for improved handling. • Detergent free, tissue culture compatible & heat sealed to the support grid to maximize flow rate, reducing foam & denaturation. • Each unit is individually packed & gamma irradiated. • Certified Non- Pyrogenic
BIOFILL Bottle Top Funnel
Code | Product Description | Funnel capacity Volume | GL Size/Threads | Filter Pore Size | Membrane Diameter | No./case | Price/case (₹)
P21101 | 250ml Funnel Only with 0.2 um PES Membrane | 250 ml | 45 | 0.2 μm | 66 mm | 24 | 11118
P21102 | 500ml Funnel Only with 0.2 um PES Membrane | 500 ml | 45 | 0.2 μm | 66 mm | 24 | 14137
P21103 | 1000ml Funnel Only with 0.2 um PES Membrane | 1000 ml | 45 | 0.2 μm | 90 mm | 24 | 16154
P21104 | 250ml Funnel Only with 0.1 um PES Membrane | 250 ml | 45 | 0.1 μm | 90 mm | 24 | 13260
P21105 | 500ml Funnel Only with 0.1 um PES Membrane | 500 ml | 45 | 0.1 μm | 66 mm | 24 | 16372
P21106 | 1000ml Funnel Only with 0.1 um PES Membrane | 1000 ml | 45 | 0.1 μm | 90 mm | 24 | 18334
P21107 | 250ml Funnel Only with 0.45 um PES Membrane | 250 ml | 45 | 0.45 μm | 90 mm | 24 | 11118
P21108 | 1000ml Funnel Only with 0.45 um PES Membrane | 1000 ml | 45 | 0.45 μm | 90 mm | 24 | 14137
P21109 | 1000ml Funnel Only with 0.45 um PES Membrane | 1000 ml | 45 | 0.45 μm | 90 mm | 24 | 16154
BIOFILL Bottle Top Filtration System Code Product Description Funnel capacity Volume Receiver Filter Pore Size Membrane No./case Price/case (₹) Capacity Volume Diameter
P21090 250ml, 0.2μm High Flow PES Bottle Top Filter Full Assembly, Sterile 250 ml 250 ml 0.2 μm 66 mm 12 8180
P21091 500ml, 0.2μm High Flow PES Bottle Top Filter Full Assembly, Sterile 500 ml 500 ml 0.2 μm 90 mm 12 11500
P21092 1000mL, 0.2μm High Flow PES Bottle Top Filter Full Assembly, Sterile 1000 ml 1000 ml 0.2 μm 90 mm 12 13000
P21093 250ml, 0.45μm High Flow PES Bottle Top Filter Full Assembly, Sterile 250 ml 250 ml 0.45 μm 66 mm 12 8180
P21094 500ml, 0.45μm High Flow PES Bottle Top Filter Full Assembly, Sterile 500 ml 500 ml 0.45 μm 90 mm 12 11500
P21095 1000ml, 0.45μm High Flow PES Bottle Top Filter Full Assembly, Sterile 1000 ml 1000 ml 0.45 μm 90 mm 12 13000
P21096 250ml, 0.1μm High Flow PES Bottle Top Filter Full Assembly, Sterile 250 ml 250 ml 0.1 μm 66 mm 12 10100
P21097 500ml, 0.1μm High Flow PES Bottle Top Filter Full Assembly, Sterile 500 ml 500 ml 0.1 μm 90 mm 12 13000
P21098 1000ml, 0.1μm High Flow PES Bottle Top Filter Full Assembly, Sterile 1000 ml 1000 ml 0.1 μm 90 mm 12 15880
99
www.abdoslifesciences.com
102 | BIOFILL Bottle Top Filtration System

## Table 66
• PCR tubes are made of high purity virgin USP Class VI Medical grade polypropylene (PP) conforming to US FDA 21 CFR, free from natural rubber and heavy metal. • Thin and uniform wall thickness to ensure optimal heat transfer reducing insulating effect. • Attached snap cap with lid. Caps available are in domed & flat shape. • Snap cap ensures tight fit eliminating risk of sample evaporation. • Flat caps are optically clear for real time qPCR.
Code |  | Capacity |  |  | Type |  | Height |  |  |  |  | No./case |  |  | Price/case (₹)
P10701 | 0.2 ml |  |  |  |  | Clear Flat Cap |  | 21.5 mm |  |  | 1000 |  |  |  |  | 1935
P10702 | 0.2 ml |  |  |  |  | Domed Cap |  | 23.16 mm |  |  | 1000 |  |  |  |  | 1985
• Strip tubes are made of high purity virgin USP Class VI Medical grade polypropylene (PP) conforming to US FDA 21 CFR, free from natural rubber and heavy metal. • Strip Tubes have uniform thin walls to reduce insulating effect on the strips. • Optically clear for real time qPCR. • Strip Tubes are available in both Standard and low profile wells.
Code | Capacity |  | Type | [5 empty] | Height |  |  |  | No./case |  |  | Price/case (₹)
P10732 | 0.2 ml |  |  | White 8 Strip Standard Tubes | [5 empty] | 20.7 mm |  |  | 125 strips |  |  |  |  | 3622
P10733 | 0.1 ml |  |  | White 8 Strip Low Profile Tubes | [5 empty] | 15.1 mm |  |  | 125 strips |  |  |  |  | 4095
P10706 | 0.2 ml |  |  | 8 Strip Standard Tubes | [5 empty] | 20.7 mm |  |  | 125 strips |  |  |  |  | 3450
P10708 | 0.1 ml |  |  | 8 Strip Low Profile Tubes | [5 empty] | 15.1 mm |  |  | 125 strips |  |  |  |  | 3900
• PCR strip caps are made of high purity virgin USP Class VI Medical grade polypropylene (PP) conforming to US FDA 21 CFR, free from natural rubber and heavy metal. • Caps feature ultra-clear surface ideal for fluorescent, luminescent and real time PCR application. • Optically clear caps for real time qPCR.
Code | Capacity |  |  | Type | [7 empty] | No./case |  |  | Price/case (₹)
P10709 0.2 ml & 0.1 ml |  |  |  |  | 8 Strip Cap Flat Optically Clear | [5 empty] | 125 strips |  |  | 1975
P10711 0.2 ml & 0.1 ml |  |  |  |  | 8 Strip Cap Domed | [5 empty] | 125 strips |  |  | 1975
Code | Capacity |  | Type | [12 empty] | Height |  |  | No./case | Price/case (₹)
P10726 | 0.1 ml |  | Combo - Clear 8 Strip Tubes & Optically Clear 8 Strip Flat Caps | [13 empty] | 16.1 mm |  | 125 strips |  | 5120
P10729 | 0.1 ml |  | Combo - White 8 Strip Tubes & Optically Clear 8 Strip Flat Caps | [13 empty] | 16.1 mm |  | 125 strips |  | 5376
P10727 | 0.2 ml |  | Combo - Clear 8 Strip Tubes & Optically Clear 8 Strip Flat Caps | [13 empty] | 20.7 mm |  | 125 strips |  | 4750
P10728 | 0.2 ml |  | Combo - White 8 Strip Tubes & Optically Clear 8 Strip Flat Caps | [13 empty] | 20.7 mm |  | 125 strips |  | 4987
P10734 | 0.2 ml |  | Combo - Clear 8 Strip Tubes & Optically Clear 8 Strip Domed Caps | [13 empty] | 23.16 mm |  | 125 Strips |  | 4750
P10735 | 0.1 ml |  | Combo - Clear 8 Strip Tubes & Optically Clear 8 Strip Domed Caps | [13 empty] | 17.76 mm |  | 125 Strips |  | 5120
P10736 | 0.2 ml |  | Combo - White 8 Strip Tubes & Optically Clear 8 Strip Domed Caps | [13 empty] | 23.16 mm |  | 125 Strips |  | 4987
P10737 | 0.1 ml |  | Combo - White 8 Strip Tubes & Optically Clear 8 Strip Domed Caps | [13 empty] | 17.76 mm |  | 125 Strips |  | 5376
101
103 | AmpQlearTM PCR Tubes, PP
104 | AmpQlearTM PCR 8 Strip tubes without cap, PP
105 | AmpQlearTM PCR 8 strip clear caps- Flat & Domed, PP
106 | AmpQlearTM PCR 8 Strip Tubes and 8 Strip Caps, PP
www.abdoslifesciences.com

## Table 67
• PCR plates made of high purity virgin USP Class VI Medical grade polypropylene (PP) conforming to US FDA 21 CFR, free from natural rubber and heavy metal. • Ultra thin and consistent wall thickness allows precise thermal transfer. • Maximum G-Force 4000 RCF. • Improve light capture in fluorescent assays. • Compatibility with a wide variety of sealing systems.
Code | Product |  | Type | [5 empty] | No./case |  | Price/case (₹)
P10713 | 96 Well standard well 0.2 ml |  |  | Unskirted Standard Well |  |  |  |  | 25 Plates |  |  | 3965
P10714 | 96 Well low profile well 0.1 ml |  |  | Unskirted Low Profile well |  |  |  |  | 25 Plates |  |  | 4070
P10722 | 96 Well semi-skirted low profile well 0.1 ml |  |  | Semi-Skirted low profile |  |  |  |  | 25 Plates |  |  | 5125
P10716 | 96 Well semi-skirted standard well 0.2 ml |  |  | Semi - Skirted Standard Well |  |  |  |  | 10 Plates |  |  | 2075
P10723 | 96 Well fully skirted low profile well 0.1 ml |  |  | Fully-Skirted Low Profile Well |  |  |  |  | 10 Plates |  |  | 3182
P10717 | 384 Well fully skirted well |  |  | Fully - Skirted Well |  |  |  |  | 10 Plates |  |  | 4155
P10713 P10714 | [5 empty] | P10716 |  |  |  | P10717 |  |  | P10722 | P10723
• These mats are made of silicone rubber and designed to seal the plates • The mat is made up of 96 plugs & 384 plugs. • The mat has to be compressed. A plug that caps the individual well seals each well on the PCR plate. • Sealings mats silicone are autoclavable.
Code | Type |  |  |  | No./case |  |  | Price/case (₹)
P10721 Silicone Sealing Mats for 96 wells 50 mats 11000
• Sealing films are optically clear and are suitable for use in real-time PCR applications and PCR plates. • The film is press fit and sticks to the plate. • Sealing films are disposable and for single use only. • Temperature withstanding range from -70 degree Celsius to +100 degree Celsius.
Code | Type | No./case |  |  |  |  | Price/case (₹)
P10718 Clear Seal Film 100 sheets 13350
• Opaque in nature therefore the sample is not visible inside the plate wells. The film is adhesive coated and sticks to the plate. • These films are readily pierceable either by manual pipette or by liquid handling robot.
Code | Type | No./case |  |  |  |  | Price/case (₹)
P10719 Silver Seal 100 sheets 8880
102
107 | PCR Plates Family, PP
108 | Sealing Mats, Silicone
109 | Sealing Films, Polyester
110 | Sealing Films, Aluminium
www.abdoslifesciences.com

## Table 68
• All Abdos Deep Well Plates conform to SBS International Standard and are compatible with most of the pipette workstations and extraction systems available • Compatible with many applications such as HTS assays, sample storage, Nucleic acid extraction, sample preparation, elution, and liquid handling stations • Compatible with multi-channel compatible pipettes, Automatic Liquid Handling Stations and Nucleic acid extraction systems • 96 well plates come in square and round wells with Conical and round bottoms • The range includes high and low-profile Deep Well plates in different formats, Comb, Silicone mats, and reservoirs • Manufactured in a state-of-the-art precision mold facility from USP class VI medical grade virgin polypropylene conforming USFDA 21CFR, free from natural rubber and heavy metals • Temperature range: -80°C to 121°C • Centrifugal strength up to 3000g • Alphanumeric marking for easy identification • Low extractables & leachable
Code |  |  | Capacity | [5 empty] | Type | [13 empty] | No./case | [6 empty] | Price/case (₹)
P10802 |  |  | 2.2ml |  |  |  |  | 96 Square Well, Round Conical Bottom (“V”) | [15 empty] | 50 |  |  |  | 13000
P10808 |  |  | - |  |  |  |  | 96 Magnetic Tip Comb for Suitable for P10802 | [15 empty] | 100 |  |  |  | 28500
P10809 |  |  | 0.5ml |  |  |  |  | 96 Square Well Conical (“V”) Bottom (200µl Elution Plate) Deep Well Plate | [15 empty] | 50 |  |  |  | 4500
P10810 |  |  | 2.0ml |  |  |  |  | 96 Round Well, Round ("U") Bottom Deep Well Plate | [15 empty] | 50 |  |  |  | 13700
P10811 |  |  | 1.0ml |  |  |  |  | 96 Round Well, Round ("U") Bottom Deep Well Plate | [15 empty] | 50 |  |  |  | 17500
P10803 |  |  | 1.2ml |  |  |  |  | 96 Square Well, Conical ("V") Bottom, Deep Well Plate | [15 empty] | 100 |  |  |  | 24000
P10808
DEEP WELL PLATE COMPATIBILITY CHART Automated Liquid Handling Stations Automated Nucleic Acid Extractor / Purification Systems
Hamilton Liquid Handlers | Dr. Oligo Biolytic | Spexs Agriprep Homogenizers Genogrinders. |  | Opentrons Robotic Liquid Handlers | Beckman Biomek NGeniuS | Beckman Biomek 4000 | Beckman Biomek i7 |  | Beckman Biomek i5 | Tecan Freedom Evo | Tecan Fluent | Perkinelmer Chemagic 360 | Caliper Perkin Elmer Zephyr G3 | Caliper Perkin Elmer Sciclone G3 | Caliper Perkin Elmer Janus | Eppendorf Ep Motion | Roche Magnapure 96 | Roche Magnapure 24 | Epigenetik magnetic EPI Mag HT | Waters Oasis Plate Manifold | Ultravap Mistral Systems | Perkin Clarus SQ 8C GC/MS Sample Prep | Shimadzu LC/MS Sample Prep |  | Agilent Infinity HPLC Sample Prep | Qiagen Filteration Qiavac 96 | MN Filteration chromabond multi |  | Abdos Codes | Thermo Kingfisher APEX | Thermo Kingfisher FLEX Presto 32/96 | Thermo Kingfisher Presto 24/ 96 | Allsheng auto PURE-96 | Zybio EXM6000 96 |  | Himedia InstaNX Mag 96 | Q line Biotech POCT services Q Xtra 96 | Trangene biotech TS 96 | Genetix Purifier HT 96 | Bioevopeak NAE-0196 | BIOER GenePure Pro 96 | MGI SP-NE32 | MGISP-NE384 | Biobase HS 96 | Tiangen OSE-S96-01 96 | Lepu medical Nexor 96 | TIAGEN 192 SAMPLE S-96 | Geneunion BFEX-96
[29 empty] | P10802 | √ | √ | √ | √ | √ |  | √ | √ | √ | √ | √ | √ | √ | √ | √ | √ | √ | √ | √
[27 empty] | √ |  | P10808 | √ | √ | √ | √ | √ |  | √ | √ | √ | √ | √ |  | √ | √ | √ |  | √ |  | √
[29 empty] | P10809 | √ | √ | √
√ | √ | √ |  | √ | √ | √ | √ |  | √ | √ | √ | √ | √ | √ | √ | √ | √ | √ | √ | √ | √ | √ | √ |  | √ |  |  |  | P10810
√ | √ | √ |  | √ | √ | √ | √ |  | √ | √ | √ | √ | √ | √ | √ | √ | √ | √ | √ | √ | √ | √ | √ |  | √ |  |  |  | P10811
√ |  | √ |  | √ | √ | √ | √ |  | √ | √ | √ | √ | √ | √ | √ | √ | √ | √ |  | √ | √ | √ | √ |  | √ | √ | √ |  | P10803
103
P10802
P10803
111 | Deep Well Plates Family, PP
www.abdoslifesciences.com

## Table 69
• Reagent reservoir provides a stable platform for various pipetting steps and procedures during repetitive liquid transfer. • 12 well reagent reservoir suitable with multichannel pipette • Standard SBS footprint designed to be robot compatible • Can be stored at -80°C temperature.
Code | Capacity |  | Type |  |  | No./case | [5 empty] | Price/case (₹)
P10801 180ml (15ml each groove) 12 Channel Troughs Reservoir 25 5375
• These silicone sealing mats are suitable for square and round deep well plates • Excellent chemical resistance • Pierceable for easy penetration and self-closure • Easy sample access with micropipette, probes, or syringes • Airtight closure minimizes the sample evaporation
Code | Type |  |  |  | No./case | [5 empty] | Price/case (₹)
P10804 |  | Silicone Mat for 96 Square Well plate, Pierceable |  |  |  |  | 50 |  |  | 14000
P10805 |  | Silicone Mat for 2.0ml 96 Round Well Plate, Pierceable |  |  |  |  | 50 |  |  | 14000
P10806 |  | Silicone Mat for 96 Round Well Plate 1.0ml, Pierceable |  |  |  |  | 50 |  |  | 14000
P10807 |  | Adhesive Sealing Film, Polyester |  |  |  |  | 500 |  |  | 10000
• Manufactured in state of the art moulding facility using high purity polypropylene. • These workup racks can be easily stackable. • These racks can accommodate unskirted, semi-skirted and skirted 96 well PCR plates. It can also accommodate strip PCR tubes. • Legs at all four corners make it robust and stable for good grip on the surface. • These racks have Moulded alphanumeric indexing for fast and accurate identification. • Operating temperature is -80°C to +121°C. • Available in colours (Red, Green, Yellow, White & Blue).
Code | Tube Capacity |  |  | L x W x H |  |  |  |  | No./case |  |  |  |  | Price/case (₹)
P11101 1 x 96 well PCR plates, 96 place for individual PCR tube , 12 x 8-well PCR strips | [7 empty] | 138 x 98 x 39 mm 5 2517
• Manufactured in state of the art moulding facility using high purity polypropylene. • Easily stackable. • Can accommodate un-skirted, semi-skirted and skirted 96 well PCR plates, individual PCR tubes and 0.5, 1.5 & 2.0 ml micro centrifuge tubes. • Alphanumeric indexing for fast and accurate identification. • Ideal platform for pre and post PCR sampling process. • Operating temperature is -80°C to +121°C. • Available in colors (Red, Green, Yellow, White & Blue).
Code | Tube Capacity |  |  | L x W x H |  |  |  |  | No./case |  |  |  | Price/case (₹)
P11103 24 individual 0.2 ml PCR tubes, 16 x 1.5 or 2.0 ml tubes, 16 x 0.5 ml tubes and 96 well rack for PCR plates | [7 empty] | 215 x 120 x 50 mm 5 5091
104
114 | PCR Workup Rack, PP
115 | PCR workstation rack with lid, PP
112 | Reagent Reservoir, PP
113 | Sealing Mats for Deep Well Plates Family, Silicone
www.abdoslifesciences.com

## Table 70
• Abdos introduces a highly versatile Mini EP Horizontal Electrophoresis system featuring in-built power supply and horizontal electrophoresis suitable for wide range of nucleic acid electrophoresis applications. • Mini EP is all in one unit which comes with an in-built removable power supply which runs on 35V, 50V & 100V, and horizontal electrophoresis with two sizes of gel trays. Vented safety lid ensures condensation free runs and helps heat dissipation. A timer function with visual and audible alarm of 1-99mins ensures worry free runs without losing the bands.
SPECIFICATIONS
Input Power Output Power Tank Dimensions (cm) Max. Buffer Volume Construction of Unit Timer Max. Power Dimensions (cm) | AC200~240V, 50~60Hz DC35V / DC50V / DC100V 11 x 12.1 x 4.3cm 230ml PC+ABS with high temperature resistance 1min~99min 40W 19 x 13 x 6cm
FEATURES
• Compact and easy to use design. • In-built power supply with 35V, 50V & 100V output. • Leak proof & tape free easy casting. • 1-99mins timer function.
INCLUSIONS
• Power Supply • Gel Tank • Safety Lid • Large Gel Trays – 11x6cm (2 Nos) • Small Gel Trays – 5.4x6cm (4 Nos) • Two Nos each 12 & 22 wells double sided combs (For large Tray), 10&18 wells double sided combs (For small tray). • 2 gel casters for wide and mini gel trays
ABDOS Mini EP Horizontal Electrophoresis Code Product |  | No./case | Price/case (₹)
E12000 Mini EP Horizontal Electrophoresis with 11 x 6 cm & 5.4 x 6 cm Gel trays and Inbuilt Power supply |  | 1 | 47000
Spare Accessories Code Product Description |  | No./case | Price/case (₹)
E12001 Gel Tank |  | 1 | 23000
E12002 Power Supply |  | 1 | 27000
E12003 Gel Caster, Large |  | 1 | 2100
E12004 Gel Caster, Mini |  | 1 | 2100
E12005 Gel Tray, 6x11cm |  | 1 | 2100
E12006 Gel Tray, 6x5.4cm |  | 1 | 1900
E12007 Comb 12/22 wells for large tray |  | 1 | 1200
E12008 Comb 12/22 wells for small tray |  | 1 | 1200
108
www.abdoslifesciences.com
116 | ABDOS Mini EP Horizontal Gel Unit with Inbuilt Power Supply

## Table 71
HORIZONTAL ELECTROPHORESIS SELECTION GUIDE
E12000 Mini EP | [5 empty] | E12160 MiniAGE | [8 empty] | E12170 MiniWideAGE |  |  | E12150 MidiAGE |  | E12190 MidiLargeAGE |  | E12200 HTP AGE
UNIT DIMENSIONS 19x13x6 | [5 empty] | 8.5 x 22 x 6 | [8 empty] | 25x13.5x9.5 |  |  | 31x18.5x9.5 |  | 35x25.5x9.5 |  | 36x40x8.5
MATERIAL OF CONSTRUCTION |  |  |  | PC+ABS | [7 empty] | Acrylic |  |  |  |  | Acrylic |  | Acrylic |  | Acrylic |  | Acrylic
BUFFER REQUIRED |  |  | 230ml | [7 empty] | 250ml | [5 empty] | 400ml |  | 600ml |  | 800ml |  | 1500ml
RECOMMENDED POWER SUPPLY |  |  |  |  | In-Built E12377 E12377 E12377 E12377 | [17 empty] | E12377
• Preferred for rapid screening & restriction digestion applications. • Abdos MiniAGE Horizontal Electrophoresis system comes with a tank that ensures leakproof run and longevity of the systems. • The system comes with two different sizes of trays – 7x10cm & 7x7cm (WxL) and combs to support a variety of nucleic acid applications. • Height adjustable combs offer complete control over the depth of the wells and sample loading capacity. • The system includes a standard caster as well for leak proof gel casting that doesn’t require any taping. • Easy to replace removable electrode casing.
Spare Accessories
Code |  | Product | [5 empty] | No./case |  |  |  |  | Price/case (₹)
E12161 |  | Gel Tray 7 x 10cm | [5 empty] | 1 |  |  |  |  | 3600
ABDOS MiniAGE Horizontal Electrophoresis
Code |  | Product | [9 empty] | No./case |  |  |  | Price/case (₹)
E12160 |  | Mini Horizontal Electrophoresis with 7 x 10 cm & 7 x 7cm Gel trays, 1 mm thick 8 & 12 well combs (2 Nos. each), casting unit, connecting chord (1 pair) | [9 empty] | 1 |  |  |  | 28000
E12162 |  | Gel tray 7 x 7cm |  |  |  |  | 1 |  |  | 3400
E12163 |  | 8 well comb, 1 mm thick |  |  |  |  | 1 |  |  | 2100
E12164 |  | 12 well comb, 1 mm thick |  |  |  |  | 1 |  |  | 2100
E12165 |  | Gel casting unit for 7 x 10 cm & 7 x 7 cm trays |  |  |  |  | 1 |  |  | 3900
• Best choice for users requiring wider but smaller size gels for rapid screening. • Abdos MiniWideAGE Horizontal Electrophoresis system comes with a tank that ensures leak proof run and longevity of the systems. • The system comes with a 10x10cm tray (WxL) and combs to support a variety of nucleic acid applications. • Height adjustable combs offer complete control over depth of the wells and sample loading capacity. • The system includes a standard caster as well for leak proof gel casting that doesn’t require any taping. • Easy to replace removable electrode casing.
Spare Accessories
Code |  | Product | [6 empty] | No./case |  |  |  |  | Price/case (₹)
E12171 |  | Gel Running Tray 10 X 10Cm | [6 empty] | 1 |  |  |  |  | 3600
E12172 | Gel Running Tray 10 X 7Cm | [7 empty] | 1 |  |  |  | 3400
E12173 | 8 Well Height Adjustable Comb 1mm | [7 empty] | 1 |  |  |  | 2100
E12174 | 8 Well Height Adjustable Comb 1.5mm | [7 empty] | 1 |  |  |  | 2100
E12175 | 16 Well Height Adjustable Comb 1mm | [7 empty] | 1 |  |  |  | 2100
E12177 | 16 Well Height Adjustable Comb 1.5mm | [7 empty] | 1 |  |  |  | 2100
E12178 | Gel Casting Unit for 10 x7 & 10X 10cm Running Tray | [7 empty] | 1 |  |  |  | 3900
E12179 | Connecting Cord | [7 empty] | 1 Pair |  |  |  | 1500
E12218 | Negative Electrode casing with wire & electrode | [7 empty] | 1 |  |  |  | 5200
E12219 | Positive Electrode casing with wire & electrode | [7 empty] | 1 |  |  |  | 5200
ABDOS MiniWideAGE Horizontal Electrophoresis
Code |  | Product | [7 empty] | No./case |  |  |  |  | Price/case (₹)
E12170 |  | Mini Wide Horizontal System includes a Basic unit with Removable Platinum Electrode Assembly, Gel Running tray of 10x10cm (1 No.), 1mm thick 4 combs of 8 & 16 Wells, casting unit & connecting Cord (1 Pair) | [7 empty] | 1 |  |  |  |  | 32500
110
www.abdoslifesciences.com
MAXIMUM SAMPLE CAPACITY
44 Samples
30 Samples
48 Samples
112 Samples
168 Samples
416 Samples
GEL SIZE (WXL)
6x5.4cm & 6x11cm
7x10cm & 7x7 cm
10 x 10 cm
15x15cm
15x25cm
26x32cm
(WXLXH)
cm
cm
cm
cm
cm
cm
117 | ABDOS MiniAGE Horizontal Electrophoresis
118 | ABDOS MiniWideAGE Horizontal Electrophoresis

## Table 72
• Best suited for rapid screening applications for clonal or PCR products, restriction fragment analysis, and other close molecular weight band separation. • The system comes with a medium size 15x15cm tray (WxL) and combs to support a variety of nucleic acid applications. • Height adjustable combs offer complete control over the depth of the wells and sample loading capacity. • The system includes a standard caster for leakproof gel casting that doesn’t require any taping. • Easy to replace removable electrode casing.
Spare Accessories
Code |  | Product |  | No./case |  |  |  |  | Price/case (₹)
E12181 |  | Gel Running Tray 15X15Cm |  | 1 |  |  |  |  | 4200
E12182 | Gel Running Tray 15X10Cm |  |  | 1 |  |  | 4000
E12183 | Gel Running Tray 15X7Cm |  |  | 1 |  |  | 3600
E12184 | 16 Well Height Adjustable Comb 1mm |  |  | 1 |  |  | 2700
E12185 | 20 Well Height Adjustable Comb 1mm |  |  | 1 |  |  | 2700
E12193 | 16 Well Height Adjustable Comb 1.5mm |  |  | 1 |  |  | 2700
E12189 | 20 Well Height Adjustable Comb 1.5mm |  |  | 1 |  |  | 2700
E12186 | 28 Well Height Adjustable Comb 1mm |  |  | 1 |  |  | 3000
E12194 | 28 Well Height Adjustable Comb 1 .5mm |  |  | 1 |  |  | 3000
E12187 | Gel Casting Tray |  |  | 1 |  |  | 6000
E12188 | Connecting Cord |  |  | 1 Pair |  |  | 1500
E12197 | Negative Electrode casing with wire & electrode |  |  | 1 |  |  | 8500
E12198 | Positive Electrode casing with wire & electrode |  |  | 1 |  |  | 8500
ABDOS MidiAGE Horizontal Electrophoresis
Code |  | Product |  |  | No./case | [6 empty] | Price/case (₹)
E12150 |  | Midi Horizontal System includes Basic unit with Remov- able Platinum Electrode Assembly, Gel Running tray of 15x15cm (1 No.), 1mm thick 4 combs of 16 & 20 Wells, casting unit & connecting Cord (1 Pair) |  |  | 1 | [6 empty] | 42200
• ABDOS Midi Large is a great choice with wide and long gel lengths offering a high number of sample loading. • Tray size of 15x25cm (WxL) offers a wide range of applications such as rapid screening of clonal or PCR products and RFLP analysis. • Height adjustable combs offer complete control over the depth of the wells and sample loading capacity. • The system includes a standard caster for leakproof gel casting that doesn’t require any taping. • Easy to replace removable electrode casing.
ABDOS MidiLargeAGE Horizontal Electrophoresis
Code |  | Product | No./case | [6 empty] | Price/case (₹)
E12190 |  | Midi Large Horizontal System includes Basic unit with Removable Platinum Electrode Assembly, Gel Running tray of 15 x 25cm (1 No.), 1mm thick 4 combs of 28 Wells, casting unit & connecting Cord (1 Pair) | 1 | [6 empty] | 55000
Spare Accessories
Code |  | Product |  | No./case | [6 empty] | Price/case (₹)
E12191 |  | Gel Running Tray 15 X 25cm |  | 1 | [6 empty] | 6000
E12184 |  | 16 Well Height Adjustable Comb 1mm |  |  |  | 1 |  | 2700
E12185 |  | 20 Well Height Adjustable Comb 1mm |  |  |  | 1 |  | 2700
E12193 |  | 16 Well Height Adjustable Comb 1.5mm |  |  |  | 1 |  | 2700
E12189 |  | 20 Well Height Adjustable Comb 1.5mm |  |  |  | 1 |  | 2700
E12186 |  | 28 Well Height Adjustable Comb 1mm |  |  |  | 1 |  | 3000
E12194 |  | 28 Well Height Adjustable Comb 1 .5mm |  |  |  | 1 |  | 3000
E12195 |  | Gel Casting Tray for 15X 25cm |  |  |  | 1 |  | 7000
E12196 |  | Connecting Cord |  |  |  | 1 Pair |  | 1500
E12197 |  | Negative Electrode casing with wire & electrode |  |  |  | 1 |  | 8500
E12198 |  | Positive Electrode casing with wire & electrode |  |  |  | 1 |  | 8500
• ABDOS High Throughput Horizontal Electrophoresis offers a longer run length of up to 32cm & 26cm width offering a high number of sample loading. • Large tray size of 26x32cm (WxL) offers wide range of applications such as rapid screening of clonal or PCR products and RFLP Analysis. • Multichannel pipette-compatible combs support running a 96-well PCR plate to the tray. • Height adjustable combs offer complete control over the depth of the wells and sample loading capacity. • The system includes a standard caster for leakproof gel casting that doesn’t require any taping. • Easy to replace removable electrode casing.
ABDOS HTP AGE Horizontal Electrophoresis
Code |  | Product | No./case | [6 empty] | Price/case (₹)
E12200 |  | HTP Horizontal System includes a Basic unit with removable Platinum Electrode Assembly, Gel Running tray of 26 x 32cm (1 No.), 1mm thick 6 combs of 28 Wells, casting unit & connecting Cord (1 Pair) | 1 | [6 empty] | 87000
Spare Accessories
Code |  | Product |  | No./case | [6 empty] | Price/case (₹)
E12207 |  | Gel Running Tray 26 X 32cm |  | 1 | [6 empty] | 9000
E12213 |  | 28 Well Height Adjustable Comb 1mm |  |  |  | 1 |  | 3800
E12208 |  | 28 Well Height Adjustable Comb 1.5mm |  |  |  | 1 |  | 3800
E12209 |  | 52 Well Height Adjustable Comb 1mm |  |  |  | 1 |  | 3800
E12210 |  | 52 Well Height Adjustable Comb 1.5mm |  |  |  | 1 |  | 3800
E12211 |  | Gel Casting Tray for 26 X 32cm |  |  |  | 1 |  | 9500
E12212 |  | Connecting Cord |  |  |  | 1 Pair |  | 1500
E12214 |  | Negative Electrode casing with wire & electrode |  |  |  | 1 |  | 16200
E12215 |  | Positive Electrode casing with wire & electrode |  |  |  | 1 |  | 16200
111
www.abdoslifesciences.com
120 | ABDOS MidiLargeAGE Horizontal Electrophoresis
121 | ABDOS HTP AGE Horizontal Electrophoresis
119 | ABDOS MidiAGE Horizontal Electrophoresis

## Table 73
• The all-new CompactPAGE has a single moulded construction making the system lightweight, enduring, and leakproof. • CompactPAGE comes with a screw-free innovative module to support running and casting so that users don’t have to remove the glass plates after the gel is cast. • It also has a unique casting system that doesn’t give direct pressure on the glass plates, secondly the frame holds the glass plates strong and saves from breakage. • The easy casting base comes with the system as standard that doesn’t require any extra effort on screwing the module and seals it completely for leakproof gel casting. • Glass plates come with attached spacers to support leakproof gel casting. • Wide range of combs and spacer plate options. CompactPAGE - Innovative & Fast Casting
• Place the inner module on a leveled surface. • Insert the glass plate set on both sides. |  |  | • Pull up the Red side lock to the close the module. |  |  | • Place the module set over the casting system. • Rotate the side lock to close. |  |  | • Load the gel between the glass plates. • Insert the combs without creating bubbles. • Leave for solidification.
Model |  | ABDOS CompactPAGE Mini Moulded Vertical Electrophoresis
Dimensions (LxWxH) 10.8 x 12.5 x 18.5 cm
Construction Materialt Polycarbonate
Gel Size (WxH) 8.3 x 7.3 cm
Maximum Buffer Required 500ml (Minimum 300ml)
Electrodes, Wires Brass with Gold Plating, Platinum
Standard Combs 11 wells – 1 mm & 1.5 mm (2 Nos each)
Standard Spacers Glass, 1 mm & 1.5 mm attached with plain plates
Maximum Sample Capacity 30 samples
Time Consumed 1.5-2 hours
Recommended Power Supply E12377
ABDOS CompactPAGE Mini Moulded Vertical Electrophoresis
Code | Product |  |  |  | No./case |  |  | Price/case (₹)
E12300 | CompactPAGE Mini Moulded Vertical Electrophoresis System, includes – a running tank, lid, buffer dam plate, casting/running module with electrodes and platinum wires, casting base, 2 sets of glass plates of 1mm & 1.5mm thick attached spacers, 2 sets of 11 well combs of 1mm & 1.5mm thick, a pair of connecting cords, replacement gaskets, and gel releasers |  |  |  | 1 |  |  | 65000
Spare Accessories
Code | Product |  |  |  | No./case |  |  | Price/case (₹)
E12301 | CompactPAGE Electrophoresis Running Module with Platinum Wire |  |  |  | 1 |  |  | 54500
E12302 | Gel Casting Base for COMPACTPAGE |  |  | 1 |  |  | 11950
E12303 | CompactPAGE Electrophoresis System Upper Lid with Power Cables/connecting cords |  |  | 1 |  |  | 5120
| 52 Well Height Adjustable Comb 1mm |  |  | 1 |  |  | 3800
E12304 | CompactPAGE Buffer tank, No. Per Case – 1 |  |  | 1 |  |  | 6830
E12305 | CompactPAGE Connecting Cables |  |  | 1 Pair |  |  | 1705
E12306 | CompactPAGE Buffer Dam Plate |  |  | 1 |  |  | 1705
E12307 | CompactPAGE Gel Releaser |  |  | 1 |  |  | 1022
E12308 | CompactPAGE Replacement Gaskets |  |  | 1 |  |  | 1705
E12312 | Plain Glass Plate with 0.75mm attached spacers, with reference line |  |  | 5 Plates |  |  | 5975
E12313 | Glass Plate Set, 0.75mm Spacer Plate, and Short Plate, with reference line |  |  | 1 Set |  |  | 1365
E12314 | Plain Glass Plate, 1.0mm attached spacers, with reference line |  |  | 5 Plates |  |  | 5975
E12315 | Glass Plate Set, 1.0mm Spacer Plate, and Short Plate, with reference line |  |  | 1 Set |  |  | 1365
E12316 | Plain Glass Plate with 1.5mm attached spacers, with reference line |  |  | 5 Plates |  |  | 5975
E12317 | Glass Plate Set, with 1.5 mm attached spacers and Short Plate, with reference line |  |  | 1 Set |  |  | 1365
E12318 | Short Glass Plate |  |  | 5 Plates |  |  | 1707
E12319 | 1.0mm thick, 10 well comb |  |  | 2 Combs |  |  | 1366
E12320 | 1.5mm thick, 10 well comb |  |  | 2 Combs |  |  | 1366
E12321 | 1.0mm thick, 11 well comb |  |  | 2 Combs |  |  | 1366
E12322 | 1.5mm thick, 11 well comb |  |  | 2 Combs |  |  | 1366
E12323 | 1.0mm thick, 15 well comb |  |  | 2 Combs |  |  | 1366
E12324 | 1.5mm thick, 15 well comb |  |  | 2 Combs |  |  | 1366
113
www.abdoslifesciences.com
122 | ABDOS CompactPAGE Mini Moulded Vertical Electrophoresis

## Table 74
• Abdos Vertical dual mini system is designed to run two mini PAGE or SDS-PAGE hand cast gels. • The system comes with standard casting unit, combs & spacers of 1 & 1.5mm thickness & a set of glass plates. • Low buffer consumption design having small footprint area, occupies minimal lab bench space.
ABDOS Vertical Dual Mini Gel System Code Product No./case Price/case (₹)
E12226 Vertical Mini Dual Gel System Includes – Dual Vertical Assembly, 2 sets of Glass Plates (Rectangular & Notched), 7 wells 2 Combs each of 1 mm & 1.5mm thickness,4 nos. spacers of 1 mm & 1.5 mm Thickness, Gel Casting Stand - 1No, Supporting Screws-2 No’s, Safety Lid - 1 No, Connecting Cord - 1 Pair | [12 empty] | 1 26046
Spare Accessories | [5 empty] | MODEL |  |  | VERTICAL MINI DUAL GEL SYSTEM
Code Product |  |  | No./case | Price/case (₹)
E12227 Glass Plates(Notched & Rectangular) |  |  | 1 Set | 1736
E12229 Teflon Comb 7 well 0.5 mm |  |  | 1 | 1852
E12230 Teflon Comb 7 well 0.75 mm |  |  | 1 | 1852
E12231 Teflon Comb 7 well 1.0 mm |  |  | 1 | 1852
E12232 Teflon Comb 7 well 1.5 mm |  |  | 1 | 1852
E12233 Teflon Comb 10 well 0.5 mm |  |  | 1 | 2315
E12234 Teflon Comb 10 well 0.75 mm |  |  | 1 | 2315
E12235 Teflon Comb 10 well 1.0 mm |  |  | 1 | 2315
E12236 Teflon Comb 10 well 1.5 mm |  |  | 1 | 2315
E12237 Teflon Spacers 0.5 mm |  |  | 6 | 1389
E12238 Teflon Spacers 0.75 mm |  |  | 6 | 1389
E12239 Teflon Spacers 1.0 mm |  |  | 6 | 1389
E12240 Teflon Spacers 1.5 mm |  |  | 6 | 1389
E12244 Connecting Cords |  |  | 1 Set | 1621
Dimensions (LXWXH) |  | 14.5 X 20.5 X 15.5 cm
Construction Material |  | Acrylic
Gel Size (Max) (WxH) |  | 8 X 7cm, 2 gels
Buffer Required |  | 200 + 50 ml
Electrodes, Wires |  | Brass, Platinum
Standard Combs –Teflon |  | 7 Well-1.0mm and 1.5mm (2 Nos each)
Standard Spacers- Teflon |  | 1.0mm and 1.5mm (2Nos each)
Maximum Sample Capacity |  | 20
Time Consumed |  | 2 to 3 hrs.
Recommended Power Supply |  | E121377
• The system is a designed to run One 16x14cm midi hand cast PAGE & SDS PAGE gels. • Ventilation holes in the system prevent the build-up of condensation during electrophoresis. • The system comes with standard casting unit, combs & spacers of 1 & 1.5mm thickness & a set of glass plates. • Low buffer consumption design having small footprint area, occupies minimal lab bench space.
ABDOS Vertical Midi Gel Electrophoresis System
Code Product | [10 empty] | No./case | Price/case (₹)
E12276 Vertical Midi Gel System Includes: Midi Vertical Assembly, 2 sets of Glass Plates (Rectangular & Notched), 13 wells 2 Combs each of 1 mm & | [10 empty] | 1 | 29519
1.5mm thickness,4 nos. spacers of 1mm & 1.5 mm Thickness, Gel Casting Stand - 1No, Supporting Screws-2 No’s, Safety Lid - 1 No, Connecting
Cord - 1 Pair
Spare Accessories
MODEL VERTICAL MIDI GEL SYSTEM
Code E12277 | Product Glass Plates(Notched & Rectangular) |  | No./case 1 Set | Price/case (₹) 2315 |  |  | Dimensions (LXWXH) |  |  | 25 x 20 x 27 cm
E12281 | Teflon Comb 13 well 0.5 mm |  | 1 | 2455 |  |  | Construction Material |  |  | Acrylic
E12282 | Teflon Comb 13 well 1.0 mm |  | 1 | 2578 |  |  | Gel Size (Max) (WxH) |  |  | 16x14cm , 1 gel
E12283 | Teflon Comb 13 well 1.5 mm |  | 1 | 2578
E12284 | Teflon Comb 20 well 0.5 mm |  | 1 | 2578 | Buffer Required |  |  | 450ml
E12295 | Teflon Comb 20 well, 1 mm |  | 1 | 2578
E12296 | Teflon Comb 20 well, 1.5 mm |  | 1 | 2578 | Electrodes, Wires |  |  | Brass, Platinum
E12285 Teflon Spacers 0.5 mm 6 1736 |  |  |  |  | Standard Combs –Teflon 13 Well-1.0mm an
E12286 | Teflon Spacers 1.0 mm |  | 6 | 1736
E12287 | Teflon Spacers 1.5 mm |  | 6 | 1736 | Standard Spacers- Teflon |  |  |  |  | 1.0mm and 1.5mm (2Nos each)
E12292 | Leveling Screws |  | 3 | 810
E12244 Connecting Cords 1 Set 1620 |  |  |  |  | Maximum Sample Capacity 20 Time Consumed 4 to 5 hrs. Recommended Power Supply E12377
114
www.abdoslifesciences.com
123 | ABDOS Vertical Dual Mini Gel System
124 | ABDOS Vertical Midi - Gel System
d 1.5mm (2Nos each)

## Table 75
• The system is a twin plate 16x14cm midi-gel unit designed specifically for PAGE & SDS-PAGE techniques requiring self-cast gels. • The system comes with standard casting unit, combs & spacers of 1 & 1.5mm thickness & a set of glass plates. • Low buffer consumption design having small footprint area, occupies minimal lab bench space.
ABDOS Vertical Midi Dual Gel Electrophoresis System Code Product No./case Price/case (₹)
E12326 Vertical Midi Dual Gel System Includes – Dual Midi Vertical Assembly, 2 sets of Glass Plates (Rectangular & Notched), 13 wells 2 Combs each of 1 mm & 1.5mm thickness,4 nos. spacers of 1mm & 1.5 mm Thickness, Gel Casting Stand - 1No, Supporting Screws-2 No’s, Safety Lid - 1 No, Connecting Cord - 1 Pair |  |  |  | 1 46822
Spare Accessories
Code | Product | No./case | Price/case (₹)
E12327 | Glass Plates(Notched & Rectangular) | 1 Set | 2083
E12331 | Teflon Comb 13 well 0.5 mm | 1 | 2894
E12332 | Teflon Comb 13 well 1.0 mm | 1 | 2894
E12333 | Teflon Comb 13 well 1.5 mm | 1 | 2894
E12334 | Teflon Comb 20 well 0.5 mm | 1 | 2083
E12295 | Teflon Comb 20 well, 1 mm | 1 | 2083
E12296 | Teflon Comb 20 well, 1.5 mm | 1 | 2083
E12335 | Teflon Spacers 0.5 mm | 6 | 2315
E12336 | Teflon Spacers 1.0 mm | 6 | 2315
E12337 | Teflon Spacers 1.5 mm | 6 | 2315
E12342 | Leveling Screws | 3 | 810
E12244 | Connecting Cords | 1 Set | 1389
MODEL VERTICAL MIDI GEL SYSTEM
Dimensions (LXWXH) Construction Material Gel Size (Max) (WxH) Buffer Required Electrodes, Wires Standard Combs –Teflon Standard Spacers- Teflon Maximum Sample Capacity Time Consumed Recommended Power Supply
23 x 18 x 27.5 cm Acrylic 16x14cm , 2 gel 200+250ml Brass, Platinum 13 Well-1.0mm and 1.5mm (2Nos each) 1.0mm and 1.5mm (2Nos each) 40 2 to 5 hrs. E12377
115
www.abdoslifesciences.com
125 | ABDOS Vertical Dual Midi Gel System

## Table 76
VERTICAL ELECTROPHORESIS SELECTION GUIDE
E12300 CompactPAGE |  |  |  | E12226 Dual Mini |  |  | E12276 Midi |  | E12326 Dual Midi
UNIT DIMENSIONS 10.8 x 12.5 x 18.5 14.5 x 20.5 x 15.5 25 x 20 x 27 23 x 18 xx 27.5 (LXWXH) cm cm cm cm
MATERIAL OF CONSTRUCTION | PC |  | Acrylic |  |  | Acrylic |  | Acrylic
GEL SIZE (WXL) | 8.3 x 7.3 cm (2 Gels) |  | 8 x 7 cm (2 Gels) |  |  | 16 x 14 cm (1 Gel) |  | 16 x 14 cm (2 Gels)
BUFFER REQUIRED | 500ml |  | 250ml |  |  | 450ml |  | 500ml
MAXIMUM
SAMPLE 30 Samples 20 Samples 20 Samples 40 Samples CAPACITY
RECOMMENDED POWER SUPPLY |  | E12377 E12377 E12377 E12377
• Abdos programmable power supplies are compact comes with 300V, 400mV and 120W. • Large Digital Display for input and output values. • Runs Four Gels simultaneously with Parallel outputs. • 16 programs memory • Safety Features - Short circuit & overload production, Pause Key, Auto Recovery after Power failure, timer function up to 23.59 hours, audio & visual alarm.
Code Product Description |  |  |  |  | No./case |  |  |  |  | Price/case (₹)
E12377 Microprocessor Based Programmable Power Supply, 0-300V, 0-400mA, 120W, 4 Outputs |  |  |  |  | 1 |  |  |  |  | 71400
MODEL E12377
Dimensions (LXWXH) Construction Material Output Voltage Output Current Output Wattage Output Terminals Timer Storage Input Rating
24 x 20 x 12 cm MS Powder Coated 0 – 300V (Increment by 1V) 0-400mA (Increment by 1mA) 120 W 4 Parallel Output 0-23.59 Hours 16 Programs 200-260vac/50hz
116
www.abdoslifesciences.com
126 | ABDOS Programmable Power Supplies

## Table 77
• Abdos offers three models in it’s single wavelength UV transilluminator • range from 254, 312 & 365nm. • Compact 20x20cm size, Comes with UV protection filter cover for added safety. • Flicker free Six UV tubes of 8 watts ensures even distribution of light for better viewing of EtBr Stained bands.
ABDOS Single Wavelength UV Transilluminators – Ordering Information
Code | Product Description |  |  | No./case |  |  |  |  | Price/case (₹)
E12380 | Single wavelength UV Transilluminator, 254nm, 20x20cm |  |  | 1 |  |  |  |  | 125000
E12381 | Single wavelength UV Transilluminator, 312nm, 20x20cm |  |  | 1 |  |  |  |  | 125000
E12382 | Single wavelength UV Transilluminator, 365nm, 20x20cm |  |  | 1 |  |  |  |  | 125000
MODEL |  |  | E12380 |  |  | E12381 |  | E12382
Dimensions (LXWXH) |  | 35x30x15cm |  |  | 35x30x15cm |  | 35x30x15cm
Construction Material |  | MS Powder Coated |  |  | MS Powder Coated |  | MS Powder Coated
Viewing Area |  | 20x20cm |  |  | 20x20cm |  | 20x20cm
Wavelength |  | 254nm |  |  | 312nm |  | 365nm
Detection Limit |  | 1ng |  |  | 1ng |  | 1ng
No of UV Tubes |  | 6 Nos |  |  | 6 Nos |  | 6 Nos
Wattage |  | 8 Watt Each |  |  | 8 Watt Each |  | 8 Watt Each
Filter |  | UV Protection Filter, Quartz |  |  | UV Protection Filter, Quartz |  | UV Protection Filter, Quartz
• Abdos Dual wavelength UV transilluminators offers widest range of versatility with its two combinations of 254/365 nm & 365/312 nm. • Compact 20x20cm size comes with UV protection filter cover for added safety. • Flicker free Eight UV tubes of 8 watts ensures even distribution of light for better viewing of EtBr Stained bands. • Button to switch between the two wavelengths with markings.
ABDOS Dual Wavelength UV Transilluminators – Ordering Information
Code | Product Description |  |  | No./case |  |  |  |  | Price/case (₹)
E12385 | Dual wavelength UV Transilluminator, 254/365nm, 20x20cm |  |  | 1 |  |  |  |  | 130000
E12388 | Dual wavelength UV Transilluminator, 365/312nm, 20x20cm |  |  | 1 |  |  |  |  | 135000
MODEL |  |  | E12385 |  |  | E12388
Dimensions (LXWXH) |  | 35x30x15cm |  |  | 35x30x15cm
Construction Material |  | MS Powder Coated |  |  | MS Powder Coated
Viewing Area |  | 20x20cm |  |  | 20x20cm
Wavelength |  | 254/365nm |  |  | 365/312nm
Detection Limit |  | 1ng |  |  | 1ng
No of UV Tubes |  | 8 Nos |  |  | 8 Nos
Wattage |  | 8 Watt Each |  |  | 8 Watt Each
Filter |  | UV Protection Filter, Quartz |  |  | UV Protection Filter, Quartz
117
www.abdoslifesciences.com
127 | ABDOS Single Wavelength UV Transilluminators
128 | ABDOS Dual Wavelength UV Transilluminators

## Table 78
• Abdos rotator workstation is a unique ultimate workstation helping you organize your laboratory work. • Cube shaped multi-hole rack suitable for different products, has a unique rotate and lock design that helps add or subtract racks according to end user’s needs. • These racks can withstand temperature range from -80°C to 121°C.
Code Tube Capacity L x W x H No./case Price/case (₹)
P20208 PCR Tubes & Plates, 0.5ml & 1.5ml 108 x 68 x 108 mm 4 (assorted colours) 2924 & 2.0ml, 15ml & 50ml
Product Compatibility chart for Rotatory Workstation:
PRODUCT NO. PER UNIT
50 ml Centrifuge Tube 15 ml Centrifuge Tube 1.5 ml or 2.0 ml Micro Centrifuge Tube 0.5 ml Micro Centrifuge Tube PCR Plates (unskirted or semi skirted 96 well) PCR 8-tube strip PCR 12-tube strip PCR 0.2 ml tubes
2 per unit 8 per unit 9 per unit 6 per unit 1 per 2 unit locked together 6 per unit 8 per 2 unit 48 per unit
Assorted colours consist of Blue (B), Green (G), Yellow (Y) & Red (R).
• Abdos multi-combination rack is a unique combination for various tubes and vials. • Multi-Hole for keeping different products as per own requirement, and has a unique rotate and lock design that helps add or subtract racks according to end user’s needs. • These racks can withstand a temperature of -80°C to 121°C.
Code Tube Capacity L x W x H No./case Price/case (₹)
P20209 0.5ml & 1.5ml & 2.0ml, 12 x 75 Tube, 15ml & 50ml | 175 x 90 x 65 mm 4 (assorted colours) 1359
Product Compatibility chart for Rotatory Workstation:
PRODUCT NO. PER UNIT
50 ml Centrifuge Tube 15 ml Centrifuge Tube 1.5 ml or 2.0 ml Micro Centrifuge Tube 0.5 ml Micro Centrifuge Tube RIA Vial 12 x 75 mm (5ml tube)
4 per unit 12 per unit 32 per unit 32 per unit 32 per unit
Assorted colours consist of Blue (B), Green (G), Yellow (Y) & Red (R).
119
www.abdoslifesciences.com
129 | Rotator Workstation, PP
130 | Multi Combination Racks, PP

## Table 79
• Abdos Expanding tube racks are designed to reduce sample handling time and the need for several racks when working with samples for cold temperature storage. • The opening and closing mechanism allows the rack to expand, creating more space for sample handling. When done, simply collapse the rack back to its compact form and its ready for the freezer. • Stackable, with alphanemeric well identifications. • Temperature range of –80°C to 121°C.
Code | Tubes |  | Capactiy |  | Places |  |  | L x W x H |  | No./case | Price/case (₹)
P20230 | 12 mm |  | 1.5 & 2.0 mL |  | 64 |  |  | 310 x 128 x 335 mm |  | 1 | 3188
P20231 | 7.8 mm & 5.1 mm |  | 0.5 ml & 0.2 ml |  | 64 - 0.5 ml & 96 - 0.2 ml |  |  | 310 x 128 x 310 mm |  | 1 | 3188
• Manufactured in the state of the art facility using high purity virgin polypropylene. • Hold micro centrifuge tubes of 1.5/2.0ml on one side and 0.5ml tubes on the other. • 16 x 5 Array on the 80 Place rack for 0.5, 1.5 & 2.0 ml micro centrifuge tubes and 12 x 8 array on the 96 place rack for 0.5, 1.5 ml & 2.0 ml micro centrifuge tubes. • Moulded Indexing for easy reference of tubes and vials.
Code |  | Tubes Capactiy |  | Places |  | L x W x H | No./case |  |  | Price/case (₹)
P20206 |  | 1.5/2.0 ml & 0.5 ml |  | 96 (12 x 8 Array) |  | 220 x 150 x 50 mm | 6 |  |  | 3478
P20206 Assorted |  | 1.5/2.0 ml & 0.5 ml |  | 96 (12 x 8 Array) |  | 220 x 150 x 50 mm | 6 (2 pieces of each colour) |  |  | 3478
P20207 |  | 1.5/2.0 ml & 0.5 ml |  | 80 (16 x 5 Array) |  | 240 x 85 x 50 mm | 6 |  |  | 1850
P20207 Assorted |  | 1.5/2.0 ml & 0.5 ml |  | 80 (16 x 5 Array) |  | 240 x 85 x 50 mm | 6 (2 pieces of each colour) |  |  | 1850
Add colour of your choice- Green (G), Yellow (Y), Blue (B).
• These racks make dilution and concentration study easier as they can transfer samples between 0.2ml PCR tubes to 0.5, 1.5 and 2.0ml tubes. • Can be rotated and customized according to the end-user application. • These racks have tapered wells that securely suspend tubes and make removal easy. • Moulded in indexing for easy retrieval of tubes. • These Racks can withstand a temperature of -80°C to 121°C. • The Blue section holds 48 (0.5ml) tubes and the reverse side holds 48 (1.5ml) tubes whereas the purple section holds 96 (0.2ml) tubes and 48 (1.5ml) tubes on the reverse side.
Code Tubes Capactiy Colour Places L x W x H No./case Price/case (₹)
P20210 0.2ml, 0.5ml, 1.5ml & 2.0 ml Blue, Purple 0.2 ml - 96 0.5 ml - 48 1.5/2.0 ml - 48 | [8 empty] | 296 x 118 x 34 mm 1 Kit (Blue + Purple) 3794
120
www.abdoslifesciences.com
131 | Expanding Tube Rack, PP
132 | Reversible Rack with Cover, PP
133 | Twisty Tube Rack, PP

## Table 80
MCT Freezer Change Racks
Code |  | Colour at cold temperature |  |  |  | Colour at warm temperature |  |  |  | Capacity | [5 empty] | Places |  |  | L x W x H |  |  | No./case |  | Price/case (₹)
P11106 |  | Green |  |  |  | Yellow |  |  |  | 1.5 - 2 ml Micro Tube & 0.5 ml Micro Tube with external attachment | [5 empty] | 24 (6 x 4 Array) |  |  | 150 x 100 x 75 mm |  |  | 1 |  | 6400
PCR Freezer Change Racks, PP
Code Colour at cold temperature | [5 empty] | Colour at warm temperature |  |  |  | Capacity | [5 empty] | Places |  |  | L x W x H |  |  | No./case |  | Price/case (₹)
P11107 Green | [5 empty] | Yellow |  |  |  | PCR tubes/ 96 well plates/ strip tubes | [5 empty] | 96 (12 x 8 Array) |  |  | 150 x 100 x 75 mm |  |  | 1 |  | 6400
Graph representing temperature stability VS Time
10
05 00 -05 -10 -15 -20 -25 -30 -35 -40 -45
| 00 31 |  | 60 | 91 | 12 |  | 1 15 | 2 18 | 2 213 |  | 24 | 4 27 | 4 30 | 5 33 | 5 36 |  | 6 39 | 7 42 |  | 5 45 | 6 48 |  | 6 51 | 7 57 | 4
Time (min) Note - Before use, Frosty MateTM should be kept for 24 hours at - 40oC temperature deep freeze.
122
www.abdoslifesciences.com
135 | Frosty Mate™ Colour Change Racks, PP
• These racks maintain a temperature of less than 4°C for about
3.5 hours (when the lid is on the rack) at room temperature.
• Frosty MateTM can be used to transport biological samples, chemicals etc. at a stable temperature for a long period.
• Consistently cooled samples – FROSTY MATETM colour changes drastically when the temperature samples drops below 4°C.
• A clear visible colour change from Green to Yellow.

## Table 81
• Holes are aligned with moulded-in numbers and letters for easy identification. • Ergonomics design facilitates easy handling. • Can be used in a wide temperature range. • Superior chemical resistance.
Test Tube Rack, RPP Code Tube |  |  | Places | Capacity |  |  | L x W x H | No./case | Price/case (₹)
P20701 | 13 mm |  | 31 Places | White, Yellow, Blue |  |  | 275 x 65 x 110 mm | 4 | 1202
P20702 | 16 mm | 31 Places |  | White, Yellow, Blue |  | 275 x 65 x 110 mm |  | 4 | 1202
P20703 | 20 mm | 20 Places |  | White, Yellow, Blue |  | 324 X 73 X 127 mm |  | 4 | 1385
P20704 | 25 mm | 18 Places |  | White, Yellow, Blue |  | 324 X 73 X 127 mm |  | 4 | 1385
P20705 | 32 mm | 12 Places |  | White, Yellow, Blue |  | 280 X 84 X 127 mm |  | 4 | 1601
Test Tube Rack, PC Code Tube |  |  | Places | Capacity |  |  | L x W x H | No./case | Price/case (₹)
P20706 | 13 mm |  | 31 Places | White, Yellow, Blue |  |  | 275 x 65 x 110 mm | 4 | 2386
P20707 | 13 mm | 62 Places |  | White, Yellow, Blue |  | 275 x 133 x 112 mm |  | 2 | 2379
P20708 | 16 mm | 31 Places |  | White, Yellow, Blue |  | 275 x 65 x 110 mm |  | 4 | 2386
P20709 | 16 mm | 62 Places |  | White, Yellow, Blue |  | 275 x 133 x 112 mm |  | 2 | 2379
P20710 | 20 mm | 20 Places |  | White, Yellow, Blue |  | 324 x 73 x 127 mm |  | 4 | 2656
P20711 | 20 mm | 40 Places |  | White, Yellow, Blue |  | 324 x 143 x 127 mm |  | 2 | 2656
P20712 | 25 mm | 18 Places |  | White, Yellow, Blue |  | 324 x 73 x 127 mm |  | 4 | 2656
P20713 | 25 mm | 36 Places |  | White, Yellow, Blue |  | 324 x 143 x 127 mm |  | 2 | 2656
P20714 | 32 mm | 12 Places |  | White, Yellow, Blue |  | 280 x 84 x 127 mm |  | 4 | 3019
P20715 | 32 mm | 24 Places |  | White, Yellow, Blue |  | 280 x 170 x 128 mm |  | 2 | 3019
Add colour of your choice- White (W), Yellow (Y), Blue (B).
• These innovative double jumbo test tube racks are used for high capacity storage for tubes, vials and vessels. • Extremely suitable for high throughput labs requiring large sample storage. • Manufactured from robust, sturdy and lightweight material suitable for easy movement and transport. • Holes are aligned with moulded-in numbers and letters for easy identification. • Due to its sheer size, these racks eliminates the risk of using other multiple racks. • Double Jumbo racks can be used for storing various grouping samples.
Double Jumbo Test Tube Rack, RPP
Code | Tube | Places |  | Capacity | L x W x H |  |  | No./case | Price/case (₹)
P20441 | 10 - 13 mm | 432 Places |  | White, Blue | 673 x 230 x 80 mm |  |  | 1 | 9142
P20442 | 13 - 16 mm | 240 Places |  | White, Blue | 521 x 260 x 89 mm |  |  | 1 | 9142
Jumbo Test Tube Rack, RPP
Code | Tube | Places |  | Capacity | L x W x H |  |  | No./case | Price/case (₹)
P20443 | 10 - 13 mm | 216 Places |  | White, Blue | 337 x 267 x 91 mm |  |  | 1 | 4832
P20444 | 13 - 16 mm | 120 Places |  | White, Blue | 337 x 267 x 91 mm |  |  | 1 | 4832
Add colour of your choice- White (W), Blue (B).
123
www.abdoslifesciences.com
136 | Test Tube Rack, RPP & PC
137 | Double Jumbo Test Tube Rack, RPP

## Table 82
• Manufactured in the state of the art moulding facility using high purity virgin polypropylene (PP). • Can be used in a wide temperature range. • Racks have precise grid and vents. • Superior chemical resistance.
Code |  | Tube | Places |  | L x W x H |  |  | No./case | Price/case (₹)
P20716 |  | 13 mm | 90 Places |  | 248 x 116 x 64 mm |  |  | 4 | 1496
P20717 |  | 17 mm | 60 Places |  | 245 x 118 x 70 mm |  |  | 4 | 1496
P20718 |  | 21 mm | 40 Places |  | 248 x 116 x 70 mm |  |  | 4 | 1496
Add colour of your choice- White (W), Blue (B).
• Polywire racks are made of a single continuous mold, so no assembly required as there are no detachable pieces. • Manufactured from Derlin®, a material that is incredibly durable and highly resistant to heat, acid and bases. • Superior performance to Nylon. • Moulded indexing for easy identification. • These racks have flat labelling area for easier identification. • Stable in water bath. • Can be used throughout a wide temperature range from - 40°C to 140°C.
Polywire Rack Half, Delrin
Code | Tube |  |  | Places |  | Colour | L x W x H |  |  | No./case |  | Price/case (₹)
P20720 | 13 mm |  |  | 36 Places |  | White, Blue, Red | 248 x 116 x 64 mm |  |  | 4 |  | 4195
P20721 | 16 mm |  |  | 36 Places |  | White, Blue, Red | 245 x 118 x 70 mm |  |  | 4 |  | 5591
P20722 | 20 mm (15 ml tube) |  |  | 20 Places |  | White, Blue, Red | 248 x 116 x 70 mm |  |  | 4 |  | 5724
P20723 | 25 mm |  |  | 16 Places |  | White, Blue, Red |  |  |  | 4 |  | 5724
P20724 | 30 mm (50 ml tube) |  |  | 9 Places |  | White, Blue, Red |  |  |  | 4 |  | 5724
Polywire Rack Full, Delrin
Code | Tube |  |  | Places |  | Colour | L x W x H |  |  |  | No./case | Price/case (₹)
P20725 | 13 mm |  |  | 72 Places |  | White, Blue, Red | 104 x 202 x 59 mm |  |  |  | 4 | 5591
P20726 | 16 mm |  |  | 72 Places |  | White, Blue, Red | 127 x 250 x 70 mm |  |  |  | 4 | 7548
P20727 | 20 mm (15 ml tube) |  |  | 40 Places |  | White, Blue, Red | 100 x 252 x 83 mm |  |  |  | 4 | 7688
P20728 | 25 mm |  |  | 40 Places |  | White, Blue, Red | 120 x 300 x 92 mm |  |  |  | 4 | 9785
P20729 | 30 mm (50 ml tube) |  |  | 24 Places |  | White, Blue, Red | 110 x 282 x 85 mm |  |  |  | 4 | 9785
Add colour of your choice- White (W), Blue (B), Red (R).
124
www.abdoslifesciences.com
138 | Polygrid Test Tube Racks, PP
139 | Polywire Racks, Delrin

## Table 83
• These bottles come with inner thread for superior sealing and better security. • These bottles are used for packing, shipping and storage purposes. • Superior resistance to chemicals. • Complete emptying is guaranteed through the inclination of shoulders.
Code | Capacity | Mouth Diameter | Height | No./case | Price/case (₹)
P11135 | 4 ml | 12.2 mm | 39.0 mm | 72 | 808
P11136 | 8 ml | 17.5 mm | 42.3 mm | 72 | 1042
P11137 | 15 ml | 17.5 mm | 56.1 mm | 72 | 1201
P11138 | 30 ml | 17.5 mm | 60.0 mm | 72 | 1616
P11131 | 60 ml | 17.5 mm | 82.4 mm | 72 | 2173
P11132 | 125 ml | 21.0 mm | 97.6 mm | 72 | 2984
P11133 | 250 ml | 21.0 mm | 130.7 mm | 72 | 4826
P11134 | 500 ml | 24.6 mm | 165.5 mm | 48 | 4290
P11139 | 1000 ml | 52.1 mm | 221.5 mm | 24 | 4026
• These bottles come with inner thread for superior sealing and better security. • These bottles are used for packing, shipping and storage purposes. • Superior resistance to chemicals. • Complete emptying is guaranteed through the inclination of shoulders. • Suitable for storage of low-density liquids.
Code | Capacity | Mouth Diameter | Height | No./case | Price/case (₹)
P11145 | 4 ml | 12.2 mm | 39 mm | 100 | 1127
P11146 | 8 ml | 17.5 mm | 42.3 mm | 72 | 808
P11147 | 15 ml | 17.5 mm | 56.1 mm | 72 | 970
P11148 | 30 ml | 17.5 mm | 60 mm | 72 | 1366
P11141 | 60 ml | 17.5 mm | 82.4 mm | 72 | 1779
P11142 | 125 ml | 21 mm | 97.6 mm | 72 | 2408
P11143 | 250 ml | 21 mm | 130.7 mm | 72 | 3851
P11144 | 500 ml | 24.6 mm | 165.5 mm | 48 | 3154
P11149 | 1000 ml | 52.1 mm | 221.5 mm | 24 | 3003
• These bottles come with inner thread for superior sealing and offers higher strength. • These bottles are used for packing, shipping and storage purposes. • Superior resistance to chemicals. • Complete emptying is guaranteed through the inclination of shoulders. • Compatible with a wide range of laboratory reagents.
Code | Capacity | Mouth Diameter | Height | No./case | Price/case (₹)
P11155 | 4 ml | 12.2 mm | 39.0 mm | 72 | 718
P11156 | 8 ml | 17.5 mm | 42.3 mm | 72 | 970
P11157 | 15 ml | 17.5 mm | 56.1 mm | 72 | 1044
P11158 | 30 ml | 17.5 mm | 60.0 mm | 72 | 1440
P11151 | 60 ml | 17.5 mm | 82.4 mm | 72 | 1933
P11152 | 125 ml | 21.0 mm | 97.6 mm | 72 | 2653
P11153 | 250 ml | 21.0 mm | 130.7 mm | 72 | 4262
P11154 | 500 ml | 24.6 mm | 165.5 mm | 48 | 3537
P11159 | 1000 ml | 52.1 mm | 221.5 mm | 24 | 3311
126
www.abdoslifesciences.com
140 | Narrow Mouth Bottle, PP
141 | Narrow Mouth Bottle, LDPE
142 | Narrow Mouth Bottle, HDPE

## Table 84
• These bottles come with inner threads for superior sealing and offers higher strength. • Opaque amber colour reduces UV light transmissions to protect light sensitive samples. • These bottles are used for packing, shipping and storage purposes. • Superior resistance to chemicals. • Complete emptying guaranteed through the inclination of shoulders. • Compatible with a wide range of laboratory reagents.
Code | Capacity | Mouth Diameter | Height | No./case | Price/case (₹)
P11155A | 4 ml | 12.2 mm | 39.0 mm | 72 | 893
P11156A | 8 ml | 17.5 mm | 42.3 mm | 72 | 1132
P11157A | 15 ml | 17.5 mm | 56.1 mm | 72 | 1293
P11158A | 30 ml | 17.5 mm | 60.0 mm | 72 | 1942
P11151A | 60 ml | 17.5 mm | 82.4 mm | 72 | 2502
P11152A | 125 ml | 21.0 mm | 97.6 mm | 72 | 3372
P11153A | 250 ml | 21.0 mm | 130.7 mm | 72 | 5294
P11154A | 500 ml | 24.6 mm | 165.5 mm | 48 | 4764
P11159A | 1000 ml | 52.1 mm | 221.5 mm | 24 | 5096
• These bottles come with long inner threads for superior sealing and better security. • These bottles are used for packing, shipping and storage purposes. • Superior resistance to chemicals. • Complete emptying is guaranteed through the inclination of shoulders.
Code | Capacity | Mouth Diameter | Height | No./case | Price/case (₹)
P11127 | 2000 ml | 24.9 mm | 248.1 mm | 6 | 2735
P11128 | 4000 ml | 25.6 mm | 333 mm | 6 | 5324
P11129 | 8000 ml | 38.3 mm | 410 mm | 6 | 9123
• These bottles come with inner threads for superior sealing and better security. • Wide mouth of bottles allows for easy filling and emptying. • These bottles are used for packing, shipping and storage purposes. • Superior resistance to chemicals. • Complete emptying is guaranteed through the inclination of shoulders.
Code | Capacity | Mouth Diameter | Height | No./case | Price/case (₹)
P11160 | 30 ml | 21.2 mm | 58.9 mm | 72 | 1942
P11161 | 60 ml | 24.8 mm | 81 mm | 72 | 2587
P11162 | 125 ml | 32 mm | 94.5 mm | 72 | 3534
P11163 | 250 ml | 32.2 mm | 126.7 mm | 72 | 5541
P11164 | 500 ml | 47.5 mm | 163.2 mm | 48 | 4975
P11169 | 1000 ml | 61.5 mm | 196.8 mm | 24 | 4641
127
www.abdoslifesciences.com
144 | Narrow Mouth Bottle (Carboy Type), PP
143 | Amber Narrow Mouth Bottle, HDPE
145 | Wide Mouth Bottle, PP

## Table 85
• These bottles come with inner threads for superior sealing and better security. • Wide mouth of bottles allows for easy filling and emptying. • These bottles are used for packing, shipping and storage purposes. • Superior resistance to chemicals. • Complete emptying is guaranteed through the inclination of shoulders. • Suitable for storage of low-density liquids.
Code | Capacity | Mouth Diameter | Height | No./case | Price/case (₹)
P11170 | 30 ml | 21.2 mm | 58.9 mm | 72 | 1616
P11171 | 60 ml | 24.8 mm | 81 mm | 72 | 2098
P11172 | 125 ml | 32 mm | 94.5 mm | 72 | 2906
P11173 | 250 ml | 32.2 mm | 126.7 mm | 72 | 4492
P11174 | 500 ml | 47.5 mm | 163.2 mm | 48 | 4121
P11175 | 1000 ml | 61.5 mm | 196.8 mm | 24 | 3799
• These bottles come with inner threads for superior sealing and better security. • Wide mouth of bottles allows for easy filling and emptying. • These bottles are used for packing, shipping and storage purposes. • Superior resistance to chemicals. • Complete emptying is guaranteed through the inclination of shoulders. • Compatible with a wide range of laboratory reagents.
Code | Capacity | Mouth Diameter | Height | No./case | Price/case (₹)
P11180 | 30 ml | 21.2 mm | 58.9 mm | 72 | 1779
P11181 | 60 ml | 24.8 mm | 81 mm | 72 | 2330
P11182 | 125 ml | 32 mm | 94.5 mm | 72 | 3210
P11183 | 250 ml | 32.2 mm | 126.7 mm | 72 | 4977
P11184 | 500 ml | 47.5 mm | 163.2 mm | 48 | 4496
P11185 | 1000 ml | 61.5 mm | 196.8 mm | 24 | 4180
• These bottles come with inner thread for superior sealing and better security. • Opaque amber colour reduces UV light transmissions to protect light sensitive samples. • Wide mouth of bottles allows for easy filling and emptying. • These bottles are used for packing, shipping and storage purposes. • Superior resistance to chemicals. • Complete emptying is guaranteed through the inclination of shoulders. • Compatible with a wide range of laboratory reagents.
Code | Capacity | Mouth Diameter | Height | No./case | Price/case (₹)
P11180A | 30 ml | 21.2 mm | 58.9 mm | 72 | 2268
P11181A | 60 ml | 24.8 mm | 81 mm | 72 | 2816
P11182A | 125 ml | 32 mm | 94.5 mm | 72 | 3943
P11183A | 250 ml | 32.2 mm | 126.7 mm | 72 | 6019
P11184A | 500 ml | 47.5 mm | 163.2 mm | 48 | 5459
P11185A | 1000 ml | 61.5 mm | 196.8 mm | 24 | 5856
128
www.abdoslifesciences.com
148 | Amber Wide Mouth Bottle, HDPE
146 | Wide Mouth Bottle, LDPE
147 | Wide Mouth Bottle, HDPE

## Table 86
• Aspirator bottles are manufactured using high-purity virgin USP Class VI Medical grade polypropylene (PP). • These bottles come with a secure sealing cap for better security and long-term storage. • These bottles are used for storing and shipping reagents, chemicals, culture media, and standards. • Sturdy and durable for extended use over time with a strong carrying handle. • Comes with high quality, durable stopcock or tap for easy withdrawal of liquids, chemicals, reagents, culture media and standards. • Can be used at a temperature below 0°C. • Superior resistance to chemicals.
Code | Capacity | Mouth Diameter | Height | No./case | Price/case (₹)
P11515 | 5 LTS | 51.4 mm | 374 mm | 1 | 1931
P11516 | 10 LTS | 51.4 mm | 445 mm | 1 | 3159
P11517 | 20 LTS | 51.4 mm | 525 mm | 1 | 4345
• Abdos Carboys are manufactured using high-purity virgin USP Class VI Medical grade polypropylene (PP). • These carboys come with a secure sealing cap for better security and long-term storage. • These carboys are used for storing and shipping reagents, chemicals, culture media, and standards. • These are very strong and durable for extended use over time with a strong carrying handle on both sides of the carboy. • Can be used at a temperature below 0°C. • Superior resistance to chemicals.
Code | Capacity | Mouth Diameter | Height | No./case | Price/case (₹)
P11518 | 10 LTS | 63.8 mm | 378 mm | 1 | 2556
P11519 | 20 LTS | 64.2 mm | 525 mm | 1 | 3625
• Abdos Carboys are manufactured using high-purity virgin USP Class VI Medical grade polypropylene (PP). • These carboys come with a secure sealing cap for better security and long-term storage. • These carboys are used for storing and shipping reagents, chemicals, culture media, and standards. • These are very strong and durable for extended use over time with a strong carrying handle on both sides of the carboy. • Comes with high quality and durable stopcock or tap for easy withdrawal of liquids, chemicals, reagents, culture media and standards. • Can be used at a temperature below 0°C. • Superior resistance to chemicals.
Code | Capacity | Mouth Diameter | Height | No./case | Price/case (₹)
P11520 | 10 LTS | 63.8 mm | 378 mm | 1 | 3625
P11521 | 20 LTS | 64.2 mm | 525 mm | 1 | 4991
www.abdoslifesciences.com
129
151 | Carboy with Stopcock, PP
149 | Aspirator Bottle with Stopcock, PP
150 | Carboy, PP

## Table 87
• Abdos Carboys are manufactured using high-purity virgin USP Class VI Medical grade polypropylene (PP). • These carboys come with a secure sealing cap for better security and long-term storage. • These carboys are used for storing and shipping reagents, chemicals, culture media, and standards. • These are very strong and durable for extended use over time with a strong carrying handle on both sides of the carboy. • Comes with wide mouth easy withdrawal and refill of liquids, chemicals, reagents, culture media and standards. • Can be used at a temperature below 0°C. • Superior resistance to chemicals. • Wide mouth allows inlet & outlet of liquid more efficiently with chances of less spillage.
Code | Capacity |  | Mouth Diameter |  |  | Height |  |  | No./case |  | Price/case (₹)
P11522 | 10 LTS |  | 76 mm |  |  | 378 mm |  |  | 1 |  | 2556
P11523 | 20 LTS |  | 85 mm |  |  | 525 mm |  |  | 1 |  | 3625
• Abdos Carboys are manufactured using high-purity virgin USP Class VI Medical grade polypropylene (PP). • These carboys come with a secure sealing cap for better security and long-term storage. • These carboys are used for storing and shipping reagents, chemicals, culture media, and standards. • These heavy-duty carboys are large with wide mouth capable of handling large volume. • These are very strong and durable for extended use over time with a strong carrying handle on both sides of the carboy. • Comes with high quality and durable stopcock or tap for easy withdrawal of liquids, chemicals, reagents, culture media and standards. • Superior resistance to chemicals & laboratory reagents.
Code | Capacity |  |  | Mouth Diameter |  |  |  | Height |  | No./case |  | Price/case (₹)
P11511 | 30 LTS |  |  | 250 mm |  |  |  | 440 mm |  | 1 |  | 9023
P11512 | 50 LTS |  |  | 250 mm |  |  |  | 650 mm |  | 1 |  | 13449
P11513 | 100 LTS |  |  | 250 mm |  |  |  | 800 mm |  | 1 |  | 20258
P11510 | Spare Stopcock |  |  | 9 mm |  |  |  | NA |  | 1 |  | 1085
• These bottles are used to spray, clean and disinfect bench-top space, laminar flow, incubators, bench-top instruments and production floor. • Can also be used for spraying into areas difficult to access as well as applications in thin-layer chromatography. • Spray bottles have stable smooth operated pump triggers and adjustable spray nozzle that can be regulated from the finest mist to precise liquid jet. • Superior resistance to chemicals.
Code |  | Capacity |  |  | No./case |  | Price/case (₹)
P11191 |  | 500 ml |  |  | 6 |  | 3898
P11192 |  | 1000 ml |  |  | 6 |  | 4253
P11200 |  | Spare Pump |  |  | 1 |  | 449
130
www.abdoslifesciences.com
154 | Spray Bottle, LDPE
152 | Carboy Wide Mouth, PP
153 | Heavy Duty Wide Mouth Carboy with Stopcock, HDPE

## Table 88
• These dropping bottles are used for routine storage and pouring applications in the laboratory. • These bottles can be squeezed to ensure precise and steady dripping of liquid from the bottle. • Moulded from high-quality virgin low-density polyethylene to ensure excellent results. • Superior resistance to chemicals.
Code | Capacity | Mouth Diameter | Height | No./case | Price/case (₹)
P11301 | 60 ml | 23.6 mm | 94.2 mm | 12 | 422
P11302 | 125 ml | 22.8 mm | 101.8 mm | 12 | 619
• These dropping bottles are used for routine storage and pouring applications in the laboratory. • These bottles can be squeezed to ensure precise and steady dripping of liquid from the bottle. • Moulded from high-quality virgin low-density polyethylene to ensure excellent results. • Superior resistance to chemicals.
Code | Capacity | Mouth Diameter | Height | No./case | Price/case (₹)
P11305 | 30 ml | 17.5 mm | 60 mm | 12 | 523
P11306 | 60 ml | 17.5 mm | 82.4 mm | 12 | 633
P11307 | 125 ml | 23.6 mm | 94.2 mm | 12 | 826
P11308 | 250 ml | 22.8 mm | 101.8 mm | 12 | 1252
• Moulded from high-quality virgin low-density polyethylene to ensure excellent results. • These wash bottles are used for routine storage and pouring applications in the laboratory. • These bottles have an internal spray to ensure precise dripping of liquid from the bottle. • Superior chemical resistance.
Code | Capacity | Mouth Diameter | Height | No./case | Price/case (₹)
P11310 | 1000 ml | 25.8 mm | 220 mm | 6 | 1055
P11311 | 250 ml | 24 mm | 148 mm | 12 | 882
P11312 | 500 ml | 23.8 mm | 173 mm | 6 | 632
• Moulded from high-quality virgin low-density polyethylene to ensure excellent results. • These wash bottles are used for routine storage and pouring applications in the laboratory. • These bottles have an internal spray to ensure precise dripping of liquid from the bottle. • These bottles are ideal for Distilled water and suitable for foodstuff.
Code | Capacity | Mouth Diameter | Height | No./case | Price/case (₹)
P11313 | 250 ml | 28.2 mm | 134.5 mm | 12 | 1212
P11314 | 500 ml | 28.2 mm | 165.7 mm | 6 | 671
www.abdoslifesciences.com 131
155 | Dropping Bottle, LDPE
158 | Wash Bottle (Comet), LDPE
156 | Dropping Bottle Euro Type, LDPE
157 | Wash Bottle, LDPE

## Table 89
• Manufactured in state of the art moulding facility using high purity virgin polypropylene (PP) & polymethylpentene (TPX). • PP Material conforming to US FDA 21 CFR. • TPX Material has distinct advantage of high transparency & chemical resistivity, also has higher thermal withstand capacity over PP beakers. • Tapered stacking style saves space and makes it easy to handle. • All sizes have easy to read silk-screened graduations. • Precise pouring spouts.
Beakers Without Handle, PP Code Capacity |  |  |  | Height |  | No./case |  | Price/case (₹)
P50601 | 50 ml |  |  | 59 mm |  | 12 |  | 326
Beakers Without Handle, TPX Code Capacity |  |  | Height |  | No./case |  |  |  | Price/case (₹)
P50701 | 50 ml |  | 59 mm |  | 12 |  |  |  | 685
P50602 |  | 100 ml | 73 mm |  |  |  | 12 | 367 |  | P50702 | 100 ml | 73 mm | 12 | 948
P50603 |  | 250 ml | 94 mm |  |  |  | 12 | 652 |  | P50703 | 250 ml | 94 mm | 12 | 1974
P50604 |  | 500 ml | 128 mm |  |  |  | 6 | 504 |  | P50704 | 500 ml | 128 mm | 6 | 1796
P50605 |  | 1000 ml | 150 mm |  |  |  | 4 | 619 |  | P50705 | 1000 ml | 150 mm | 4 | 1852
P50606 |  | 2000 ml | 192 mm |  |  |  | 4 | 1217 |  | P50706 | 2000 ml | 192 mm | 4 | 2978
P50607 |  | 5000 ml | 263 mm |  |  |  | 2 | 1491 |  | P50707 | 5000 ml | 263 mm | 2 | 2951
P50608 |  | 10000 ml | 328 mm |  |  |  | 1 | 1309 |  | P50708 | 10000 ml | 328 mm | 1 | 2948
Beakers With Handle, PP Code Capacity |  |  |  | Height |  | No./case |  | Price/case (₹)
P50802 |  | 100 ml |  | 73 mm |  | 6 |  | 287
Beakers With Handle, TPX Code Capacity |  |  | Height |  | No./case |  |  |  | Price/case (₹)
P50902 | 100 ml |  | 73 mm |  | 6 |  |  |  | 612
P50803 |  | 250 ml | 94 mm |  |  |  | 6 | 490 |  | P50903 | 250 ml | 94 mm | 6 | 1092
P50804 |  | 500 ml | 128 mm |  |  |  | 6 | 867 |  | P50904 | 500 ml | 128 mm | 6 | 1981
P50805 |  | 1000 ml | 150 mm |  |  |  | 4 | 1143 |  | P50905 | 1000 ml | 150 mm | 4 | 2320
P50806 |  | 2000 ml | 192 mm |  |  |  | 4 | 1717 |  | P50906 | 2000 ml | 192 mm | 4 | 3426
P50807 |  | 5000 ml | 263 mm |  |  |  | 2 | 1889 |  | P50907 | 5000 ml | 263 mm | 2 | 3000
P50808 |  | 10000 ml | 330 mm |  |  |  | 1 | 1888 |  | P50908 | 10000 ml | 330 mm | 1 | 3000
133
www.abdoslifesciences.com
159 | Beakers Without Handle, PP & TPX
160 | Beakers With Handle, PP & TPX

## Table 90
• Moulded-in large easy to read graduation. • Moulded-in from highest quality translucent virgin polypropylene. • Cylinders have generous pour spout for smooth flow of liquid during pouring. • Hexagonal shape gives stability to the base.
Code | Capacity | Sub division | Error Limit | Height | No./case | Price/case (₹)
P50301 | 10 ml | 0.2 ml | ± 0.2 ml | 138 mm | 12 | 1988
P50302 | 25 ml | 0.5 ml | ± 0.5 ml | 170 mm | 12 | 2370
P50303 | 50 ml | 1 ml | ± 1 ml | 198 mm | 12 | 2673
P50304 | 100 ml | 1 ml | ± 1 ml | 257 mm | 6 | 1712
P50305 | 250 ml | 2 ml | ± 2 ml | 314 mm | 6 | 2752
P50306 | 500 ml | 5 ml | ± 5 ml | 344 mm | 3 | 1781
P50307 | 1000 ml | 10 ml | ± 10 ml | 412 mm | 3 | 2310
P50308 | 2000 ml | 20 ml | ± 20 ml | 482 mm | 3 | 5530
• These transparent graduated cylinders have excellent value. • Moulded-in large, neat and easy to read graduations. • Hexagonal shape gives stability to the base. • Cylinders have generous pour spout for smooth flow of liquid during pouring.
Code | Capacity | Sub division | Error Limit | Height | No./case | Price/case (₹)
P50401 | 10 ml | 0.2 ml | ± 0.2 ml | 138 mm | 12 | 3304
P50402 | 25 ml | 0.5 ml | ± 0.5 ml | 170 mm | 12 | 4398
P50403 | 50 ml | 1 ml | ± 1 ml | 198 mm | 12 | 5043
P50404 | 100 ml | 1 ml | ± 1 ml | 257 mm | 6 | 3101
P50405 | 250 ml | 2 ml | ± 2 ml | 314 mm | 6 | 4957
P50406 | 500 ml | 5 ml | ± 5 ml | 344 mm | 3 | 3680
P50407 | 1000 ml | 10 ml | ± 10 ml | 412 mm | 3 | 5593
P50408 | 2000 ml | 20 ml | ± 20 ml | 482 mm | 3 | 9888
• These transparent graduated cylinders have excellent value. • Moulded-in large, neat and easy to read graduations. • Hexagonal shape gives stability to the base. • Cylinders have generous pour spout for smooth flow of liquid during pouring. • Meet accuracy requirements of class A under “DIN 12681/ISO 6706”. • Supplied with conformity test certificate that indicates batch number and year of production that is also marked on the cylinder.
Code | Capacity | Sub division | Error Limit | Height | No./case | Price/case (₹)
P50501 | 10 ml | 0.2 ml | ± 0.1 ml | 138 mm | 1 | 978
P50502 | 25 ml | 0.5 ml | ± 0.25 ml | 170 mm | 1 | 1250
P50503 | 50 ml | 1 ml | ± 0.5 ml | 198 mm | 1 | 1427
P50504 | 100 ml | 1 ml | ± 0.5 ml | 257 mm | 1 | 1771
P50505 | 250 ml | 2 ml | ± 1 ml | 314 mm | 1 | 2809
P50506 | 500 ml | 5 ml | ± 2.5 ml | 343 mm | 1 | 4139
P50507 | 1000 ml | 10 ml | ± 5 ml | 412 mm | 1 | 6110
P50508 | 2000 ml | 20 ml | ± 10 ml | 482 mm | 1 | 10050
134
www.abdoslifesciences.com
161 | Measuring Cylinder, PP Class “B”
162 | Measuring Cylinder, TPX Class “B”
163 | Measuring Cylinder, TPX Class “A”

## Table 91
• These Volumetric Flasks are manufactured from the medical grade TPX polymer conforming to 21 CFR free of heavy metal and natural rubber. • These Flasks are made from Glass like TPX offering excellent clarity. • These Volumetric Flask Come with polypropylene stopper. • Meet accuracy requirements of class A under “ISO 1042”. • Supplied with conformity test certificate that indicates batch number & year of production. • These flasks are recommended to be washed at max 60oC. • Can be autoclaved.
Code | Capacity |  | Error Limit |  | Bulb Diameter |  | Height with stopper |  | Neck Size | No./case | Price/case (₹)
P50201 | 25 ml |  | ±0.04 ml |  | 40 mm |  | 115 mm |  | 10/19 | 1 | 1454
P50202 | 50 ml |  | ±0.06 ml |  | 50 mm |  | 150 mm |  | 12/21 | 1 | 2081
P50203 | 100 ml |  | ±0.10 ml |  | 60 mm |  | 180 mm |  | 14/23 | 1 | 2369
P50204 | 250 ml |  | ±0.15 ml |  | 80 mm |  | 235 mm |  | 19/26 | 1 | 2797
P50205 | 500 ml |  | ±0.25 ml |  | 100 mm |  | 270 mm |  | 19/26 | 1 | 3041
P50206 | 1000 ml |  | ±0.40 ml |  | 125 mm |  | 310 mm |  | 24/29 | 1 | 3613
• These Volumetric Flasks are manufactured from the medical grade TPX polymer conforming to 21 CFR free of heavy metal and natural rubber. • These Flasks are made from Glass like TPX offering excellent clarity. • These Volumetric Flask Come with polypropylene stopper. • Supplied with conformity test certificate that indicates batch number & year of production. • These flasks are recommended to be washed at max 60oC. • Can be autoclaved.
Code | Capacity | Error Limit |  |  | Bulb Diameter |  | Height with stopper |  | Neck Size | No./case | Price/case (₹)
P50101 | 25 ml | +/- 0.08 ml |  |  | 40 mm |  | 115 mm |  | 10/19 | 1 | 1142
P50102 | 50 ml | +/- 0.12 ml |  |  | 50 mm |  | 150 mm |  | 12/21 | 1 | 1449
P50103 | 100 ml | +/- 0.20 ml |  |  | 60 mm |  | 180 mm |  | 14/23 | 1 | 1514
P50104 | 250 ml | +/- 0.30 ml |  |  | 80 mm |  | 235 mm |  | 19/26 | 1 | 1737
P50105 | 500 ml | +/- 0.50 ml |  |  | 100 mm |  | 270 mm |  | 19/26 | 1 | 2063
P50106 | 1000 ml | +/- 0.80 ml |  |  | 125 mm |  | 310 mm |  | 24/29 | 1 | 2368
• These scoops are used for withdrawal and movement of solid, granulates, gels and other samples. • Round bottom for better use. • With precise formed filling edge and comfortable, stable and robust handle. • Natural in colour. • Superior chemical resistance.
Code | Capacity |  |  | Total Length |  | No./case |  | Price/case (₹)
P11901 | 90 ml |  |  | 180 mm |  | 12 |  | 3176
P11902 | 250 ml |  |  | 240 mm |  | 12 |  | 4129
P11903 | 600 ml |  |  | 300 mm |  | 6 |  | 2985
P11904 | 1100 ml |  |  | 360 mm |  | 6 |  | 3494
P11905 | 1500 ml |  |  | 400 mm |  | 3 |  | 2859
135
www.abdoslifesciences.com
166 | Scoop, HDPE
164 | Volumetric flask. TPX, Class A
165 | Volumetric flask. TPX, Class B

## Table 92
• ABDOS Dual purpose Scoop is designed to combine the function of a scoop, weigh boat, and funnel to make this product economically beneficial. • These Scoops are made from high quality anti-static polystyrene that is waterproof and reduces the probability of materials sticking to the scoop. • These scoops have locking tabs that help to retain materials. • These scoops can withstand powders, gels, and semi-solids. • The broad tip design keeps the scoop stable while on the scale and enables materials to be easily scooped and dispensed. • The dosage requirements for electron beam sterilization that results in sterilized products is determined by procedures that are compliant with ISO 11137.
Code |  | Size |  | Dimension |  |  | Colour | No./case |  |  | Price/case (₹)
P11907 |  | Large |  | 127 x 90 mm |  |  | White | 100 |  |  | 4643
P11908 |  | Small |  | 127 x 63 mm |  |  | White | 100 |  |  | 5169
• Moulded from high quality virgin Polypropylene to ensure excellent results. • These Conical Flasks are used for routine storage and pouring applications in the laboratory. • These Flasks have a screw cap designed with inner thread for superior sealing and better security.
Code | Capacity |  | No./case |  | Price/case (₹)
P11620 | 100 ml |  | 12 |  | 1224
P11621 | 250 ml |  | 12 |  | 1486
P11622 | 500 ml |  | 12 |  | 2471
• Abdos weighing boats are flexible with smooth surfaces to provide accurate pour-outs with minimal sample loss. • Biologically inert and resistant to dilute weak acids, aqueous solutions, alcohols, and bases. • All Abdos weighing boats are anti-static and facilitate the weighing of the static-affected sample. • These boats can withstand temperature between 10°C to 70°C. • Can be used with microwave moisture analysers. • Suitable for use with food. • Standard Weighing Boats are shallow with a wide, flat bottom to resist tipping. • They have rounded corners to simplify transfer. • Pour spout weighing boat have an innovative unique design for easy dispense of the sample without flexing the dish. 12-mil thickness provides good strength, stability and handling.
Weighing Boats Standard, PS Code Size |  |  |  |  | Colour | L x W x H |  |  | No./case |  |  |  | Price/case (₹)
P70501 |  | Small |  |  | Blue | 46 x 46 x 8 mm |  |  | 250 |  |  |  | 1940
P70502 |  | Medium |  |  | Blue | 85 x 85 x 24 mm |  |  |  | 250 |  | 3220
P70505 |  | Large |  |  | Blue | 140 x 140 x 22 mm |  |  |  | 250 |  | 5763
Weighing Boat with Pour Spout, PS Code Size |  |  |  |  | Colour | L x W x H |  |  | No./case |  |  |  | Price/case (₹)
P70503 |  | Small |  |  | White | 43 x 58 x 13 mm |  |  | 250 |  |  |  | 3199
P70504 |  | Medium |  |  | White | 83 x 132 x 26 mm |  |  |  | 250 |  | 5787
P70506 |  | Large |  |  | White | 108 x 183 x 26 mm |  |  |  | 250 |  | 10487
136
www.abdoslifesciences.com
167 | Dual Purpose Scoop, PS
169 | Weighing Boats, PS
168 | Conical Flask, PP

## Table 93
• Abdos Spatula is moulded in polypropylene. • Spatula consists of a spoon on one side while the other end is a flat construction with a knife edge. • The edge is helpful in breaking up crystals of different salts while the spoon is used to draw salts from containers. • Suitable for use with food.
Spatula
Code | Length | No./case | Price/case (₹)
P70707 | 150 mm | 120 | 2332
P70708 | 200 mm | 120 | 3031
• Designed specifically for analytical chemistry. • Each size takes a standard size filter paper. • The body of the funnel is 60° angle. • Provided with external and internal ribs.
Spatula
Code | Size Diameter | Internal Diameter |  | Stem Length |  | No./case | Price/case (₹)
P70314 | 50 mm | 50 mm |  | 50 mm |  | 36 | 529
P70315 | 62 mm | 62 mm |  | 67 mm |  | 36 | 642
P70316 | 75 mm | 75 mm |  | 77 mm |  | 36 | 831
P70317 | 100 mm | 100 mm |  | 95 mm |  | 12 | 707
• These are corrosion free and can hold funnels with diameter 3 in to 6 in. • Extra plate provided can be placed to hold funnels with diameter 1 in to 3 in. • Two tapered wedges are provided to have a firm grip on rods.
Code | Places | No./case | Price/case (₹)
P70311 | Single | 6 | 1265
P70312 | Double | 6 | 1744
• These Powder Funnels are used for transferring material in narrow bottles without spillage. • Various sizes for different container sizes and volumes. • Moulded from high quality virgin Polypropylene to ensure excellent results.
Code | Internal Diameter |  | No./case |  | Price/case (₹)
P70318 | 65 mm |  | 36 |  | 831
137
www.abdoslifesciences.com
170 | Spatula, PP
171 | Funnel, PP
172 | Funnel Holder, PP
173 | Powder Funnel, PP

## Table 94
• ABDOS Separatory funnel is moulded from high quality virgin Polypropylene to ensure excellent clarity and strength. • This Funnel is pear shaped and has screw cap for superior sealing and leak proof. • This funnel comes with PTFE plug for easy usage. • Push Fit Plugs make the assembly easy and convenient.
Code |  | Capacity | No./case |  | Price/case (₹)
P70321 |  | 125 ml | 2 |  | 949
P70322 |  | 250 ml | 2 |  | 1009
P70323 |  | 500 ml | 2 |  | 1328
• These are corrosion free with a front opening that allows a clear view of the solution and allows unobstructed placement of separating funnels. • Two tapered wedges are provided to have a firm grip on rods.
Code |  | Places | No./case |  | Price/case (₹)
P70313 |  | Single | 6 |  | 1932
• Retort stand is used to attach clamp that holds test tubes and other equipment like burettes. • It is used for titration, distillation and filtering of samples. • It is available in both central and side holes. • Base of the stand is PP and the rod is coated in PE.
Code | L x B, mm |  |  | Height of Rod |  | No./case | Price/case (₹)
P70211 | 225 x 150 side hole |  |  | 750 mm |  | 1 | 1347
P70212 | 300 x 200 centre hole |  |  | 750 mm |  | 1 | 1705
P70213 | 301 x 200 side hole |  |  | 750 mm |  | 1 | 1705
• Burette clamps are used to hold burettes, test tubes, etc. • Completely corrosion proof as it is moulded in polypropylene. • Spring-loaded jack in the middle provides grip to the burette and prevents it from slipping. • Two tapered wedges are provided to ensure firm grip on the rods. • Available in both single and double clamp.
Code |  | Places | No./case |  | Price/case (₹)
P70601 |  | Single | 6 |  | 1277
P70602 |  | Double | 6 |  | 11744
138
www.abdoslifesciences.com
174 | Separatory Funnel, PP
177 | Burette Clamp, PP
176 | Retort Stand, PP/PE Coated Rod
175 | Separatory Funnel Holder, PP

## Table 95
• Users can organize most of their commonly used laboratory disposables in one location. • First section of the bins can be used to store tubes, vials, pipette tips, hair cap or masks. • Second section of the bin is used to store and dispense tissue paper, Kimwipes and Parafilm M (supplied with super-sharp serrated blade). • Third section of the bin is used to store and dispense gloves.
Code | No. of Compartment |  |  | L x W x H |  |  | No./case | Price/case (₹)
P70104 | 5 |  |  | 255 x 135 x 368 mm |  |  | 1 | 8862
• Ideal for storing and dispensing small laboratory product such as Pipette tips, Pasture Pipette, Micro Centrifuge Tubes. • Removable top cover allows easy filling in to the box. • Hinged opening at the front to take out items from the bin. • Holes at the back of the bin help it to be placed or stuck on to the wall.
Code | Size |  | L x W x H |  |  |  | No./case | Price/case (₹)
P70101 | Small |  | 200 x 140 x 190 mm |  |  |  | 1 | 4314
P70102 | Large |  | 200 x 140 x 275 mm |  |  |  | 1 | 6530
• These Drying Racks are used for draining and drying test tubes, beakers, flasks & other lab ware. • There are 55 pegs in the rack, 50 smaller pegs for products with small diameter & 5 large brackets are designed to hold Erlenmeyer flasks, beakers, etc. • These pegs are plastic coated for better protection. • The racks come with a tray at the bottom in order to avoid drops on the surface or table.
Code | Places |  | L x W x H |  |  |  | No./case | Price/case (₹)
P20302 | 55 places |  | 360 x 160 x 650 mm |  |  |  | 1 | 5255
• Moulded from high quality virgin Polypropylene to ensure excellent results. • These Utility Trays are used for routine washing and keeping labware and transporting material. • This tray is designed for easy grip and handling heavy loads.
Code |  | L x W x H |  |  | No./case | Price/case (₹)
P90115 |  | 350 x 275 x 75 mm |  |  | 10 | 4274
P90116 |  | 360 x 310 x 130 mm |  |  | 6 | 4488
139
www.abdoslifesciences.com
178 | Assorted Workstation storage Bin, ACRYLIC
179 | Workstation storage/ Dispenser Bin, ACRYLIC
180 | Drying Rack, SS
181 | Utility Tray, PP

## Table 96
Plain Desiccator • Desiccators are enclosures containing desiccants for preserving moisture sensitive products. • These desiccators are moulded-in from high quality plastics which is light and easy to handle. • Silicone O-ring assures tight seal down to 0°C without using grease. • Bottom part of the desiccators comes with thick perforated polypropylene disc with big holes in the middle for easy lifting. • Use with disposable or reusable desiccant. • Bottom part of the desiccators is white in color.
Vacuum Desiccator • Vacuum desiccator are moulded in high quality plastics which is light and easy to handle. • Silicone O-ring assures tight seal down to 0°C without using grease. • Polypropylene stopcock with PTFE. • Bottom part of the desiccators comes with thick perforated polypropylene disc with big holes in the middle for easy lifting. • Bottom part of the desiccators is transparent in all clear vacuum desiccator.
Plain Desiccator (PP/PC) |  |  |  |  | Vacuum Desiccator (PP/PC) |  |  |  | All Clear Vacuum Desiccator (PC/PC)
Code | Product | Plate Diameter |  | Inside Diamter |  | Flange Outer Diameter | Overall Height | No./case |  | Price/case (₹)
E11601 | Plain Desiccator | 150 mm |  | 145 mm |  | 170 mm | 210 mm | 1 |  | 1491
E11602 | Plain Desiccator | 200 mm |  | 195 mm |  | 230 mm | 270 mm | 1 |  | 2792
E11603 | Plain Desiccator | 250 mm |  | 240 mm |  | 275 mm | 330 mm | 1 |  | 3871
E11604 | Plain Desiccator | 300 mm |  | 297 mm |  | 338 mm | 410 mm | 1 |  | 5899
E11605 | Vacuum Desiccator | 150 mm |  | 145 mm |  | 170 mm | 210 mm | 1 |  | 2531
E11606 | Vacuum Desiccator | 200 mm |  | 195 mm |  | 230 mm | 270 mm | 1 |  | 3878
E11607 | Vacuum Desiccator | 250 mm |  | 240 mm |  | 275 mm | 330 mm | 1 |  | 4869
E11608 | Vacuum Desiccator | 300 mm |  | 297 mm |  | 338 mm | 410 mm | 1 |  | 6986
E11609 | All Clear Vacuum Desiccator | 150 mm |  | 145 mm |  | 170 mm | 210 mm | 1 |  | 3105
E11610 | All Clear Vacuum Desiccator | 200 mm |  | 195 mm |  | 230 mm | 270 mm | 1 |  | 4761
E11611 | All Clear Vacuum Desiccator | 250 mm |  | 240 mm |  | 275 mm | 330 mm | 1 |  | 6108
E11612 | All Clear Vacuum Desiccator | 300 mm |  | 297 mm |  | 338 mm | 410 mm | 1 |  | 9116
SPARE ACCESSORIES FOR ALL DESICCATOR
Code | Product |  | No./case | Price/case (₹)
E11620 | Stop Cock for Vacuum Desiccator |  | 1 | 1084
E11621 | Silicone Ring for 150 mm Desiccator |  | 1 | 198
E11622 | Silicone Ring for 200 mm Desiccator |  | 1 | 290
E11623 | Silicone Ring for 250 mm Desiccator |  | 1 | 364
E11624 | Silicone Ring for 300 mm Desiccator |  | 1 | 464
140
www.abdoslifesciences.com
182 | Plain and Vacuum Desiccator, PP/CC

## Table 97
• These vacuum desiccators feature a round design with light weight yet high tensile strength. • Maximum vacuum of 1 Torr (1.33 x 10-4 Mpa) for 72 hours. • High quality silicone gasket ensures greaseless airtight seal for cost effective and clean test environment. • Highly transparent, shatterproof, non-corrosive, and easy to clean polycarbonate construction. • Three-way stopcock ensures consistent and uniform vacuum draw, vacuum release, or gas exchange. The barbed fitting on each side secures attachment of tubing. • Flange lock holds the top and the bottom together during non-vacuum conditions. • UV-blocking model minimizes damage and discoloration of light-sensitive samples. • In Vacuum Gauge Round Desiccator, vacuum gauge is attached at the centre of the lid while it is attached at the front door in Vacuum Gauge Cubic Desiccator.
Vacuum Guage Round Desiccator Vacuum Guage Cubic Desiccator
Code | Capacity | D x H |  | Colour | No./case | Price/case (₹) |  | Code |  | Capacity | W x D x H |  | Colour |  | No./case | Price/case (₹)
E11617 | 6 LTS | 242 x 354 mm |  | Natural | 1 | 37365 |  | E11613 |  | 11 LTS | 322 x 285 x 271 mm |  | Natural |  | 1 | 145184
E11617A | 6 LTS | 243 x 354 mm |  | Amber | 1 | 49319 |  | E11613A |  | 11 LTS | 323 x 285 x 271 mm |  | Amber |  | 1 | 152443
E11618 | 10 LTS | 308 x 400 mm |  | Natural | 1 | 46332 |  | E11614 |  | 23 LTS | 420 x 397 x 281 mm |  | Natural |  | 1 | 181480
E11618A | 10 LTS | 308 x 400 mm |  | Amber | 1 | 56794 |  | E11614A |  | 23 LTS | 421 x 397 x 281 mm |  | Amber |  | 1 | 188739
E11619 | 20 LTS | 385 x 475 mm |  | Natural | 1 | 56794 |  | E11615 |  | 35 LTS | 420 x 397 x 381 mm |  | Natural |  | 1 | 228664
E11619A | 20 LTS | 385 x 475 mm |  | Amber | 1 | 67255 |  | E11615A |  | 35 LTS | 421 x 397 x 381 mm |  | Amber |  | 1 | 238102
[8 empty] | E11616 |  | 45 LTS | 420 x 397 x 491 mm |  | Natural |  | 1 | 290368
[8 empty] | E11616A |  | 45 LTS | 421 x 397 x 491 mm |  | Amber |  | 1 | 304887
SPECIFICATIONS :
Code |  |  | E11617 & E11617A |  | E11618 & E11618A |  | E11619 & E11619A |  | E11613 & E11613A |  |  | E11614 & E11614A |  | E11615 & E11615A |  |  | E11616 & E11616A
Internal Volume |  |  | 6 L / 0.2 cu ft |  | 10 L / 0.4 cu ft |  | 20 L / 0.7 cu ft |  | 11 L / 0.4 cu ft |  |  | 23 L / 0.8 cu ft |  | 35 L / 1.2 cu ft |  |  | 45 L / 1.6 cu ft
Guage Range |  |  | 0 to -0.1 Mpa |  | 0 to -0.1 Mpa |  | 0 to -0.1 Mpa |  | 0 to -0.1 Mpa |  |  | 0 to - 0.1 Mpa |  | 0 to - 0.1 Mpa |  |  | 0 to -0.1 Mpa
Nozzle Diameter |  |  | 9.5 mm / 0.37 inch |  | 9.5 mm / 0.37 inch |  | 9.5 mm / 0.37 inch |  | 9.5 mm / 0.37 inch |  |  | 9.5 mm / 0.37 inch |  | 9.5 mm / 0.37 inch |  |  | 9.5 mm / 0.37 inch
Max. Permissible Vacuum |  |  | 1.33 x 10-4 Mpa |  | 1.33 x 10-4 Mpa |  | 1.33 x 10-4 Mpa |  | 1.33 x 10-4 Mpa |  |  | 1.33 x 10-4 Mpa |  | 1.33 x 10-4 Mpa |  |  | 1.33 x 10-4 Mpa
Max Load per shelf |  |  | - |  | - |  | - |  | 3 Kg |  |  | 5 Kg |  | 5 kg |  |  | 5 kg
Number of Shelves |  |  | - |  | - |  | - |  | 2 standard / 4 maximum |  |  | 2 standard / 4 maximum |  | 3 standard / 5 maximum |  |  | 3 standard / 6 maximum
Material - Body |  |  | Polycarbonate |  | Polycarbonate |  | Polycarbonate |  | Polycarbonate |  |  | Polycarbonate |  | Polycarbonate |  |  | Polycarbonate
Material - Perforated Sample Tray |  |  | Polypropylene |  | Polypropylene |  | Polypropylene |  | Polycarbonate |  |  | Polycarbonate |  | Polycarbonate |  |  | Polycarbonate
Material - Drying Agent Tray / Locker |  |  | Polypropylene |  | Polypropylene |  | Polypropylene |  | Polypropylene |  |  | Polypropylene |  | Polypropylene |  |  | Polypropylene
Material - Vacuum Seal |  |  | Silicone Rubber |  | Silicone Rubber |  | Silicone Rubber |  | Silicone Rubber |  |  | Silicone Rubber |  | Silicone Rubber |  |  | Silicone Rubber
Dimension - Interior(W x D x H) |  |  | - |  | - |  | - |  | 248 x 254 x 238 mm |  |  | 346 x 365 x 246 mm |  | 355 x 375 x 345 mm |  |  | 355 x 374 x 445 mm
Dimension - Exterior (Dia X H) |  |  | 242 x 354 mm |  | 308 x 400 mm |  | 385 x 475 mm |  | - |  |  | - |  | - |  |  | -
Dimension - Exterior(W x D x H) |  |  | - |  | - |  | - |  | 322 x 285 x 271 mm |  |  | 420 x 397 x 281 mm |  | 420 x 397 x 381 mm |  |  | 420 x 397 x 491 mm
Net Weight |  |  | 1.5 Kg |  | 2.5 Kg |  | 4.2 Kg |  | 4.2 Kg |  |  | 8.2 Kg |  | 10.8 Kg |  |  | 12.2 Kg
E11617A, E11618A, E11619A, E11613A, E11614A, E11615A, E11616A codes are translucent (Amber colour) Vacuum desiccators with Ultra Violet block effect. All models come with vacuum gauge.
141
www.abdoslifesciences.com
183 | Vacuum Guage Round / Cubic Desiccator

## Table 98
• These Coplin Jars are Polypropylene staining jars that holds either5 single or 10 back- to back standard 75 x 25 mm slides. • Interior of the Coplin Jar Is groved to hold the slides in an upright position. • Flat Cap, features large milled edge for easy hand grip and has a built-in plug seal.
Code |  | Places |  | Height | No./case Price/case (₹)
P90101 |  | 10 |  | 114 mm | 12 938
• These Slide Box are suitable for holding standard 25 x 75 mm microscope slides. • Slide tray are mounted with cock sheet on the bottom and index list inside the lid for microscope slide identification. • Uniform grooved slide slots separates slides and prevents it to come in contact with each other.
Code |  | Places | L x W x H |  |  | No./case |  | Price/case (₹)
P90103 |  | 25 | 95 x 82 x 32 mm |  |  | 12 |  | 1503
P90104 |  | 50 | 199 x 82 x 32 mm |  |  | 6 |  | 1255
P90105 |  | 100 | 192 x 162 x 32 mm |  |  | 6 |  | 2435
• These Slide Trays are suitable for holding standard 25 x 75 mm microscope slides • Slide tray are manufactured in state in art molding facility using virgin Polysterene. • Thumb cut area provides apace for easy slide handling.
Code | Places |  | L x W x H No./case Price/case (₹)
P90102 | 20 |  | 300 x 194 x 12 mm 6 3790
• These Slide Dispenser are suitable for holding standard 25 x 75 mm microscope slides. • The overall design of the dispensers make it easy to load and dispense slides. • User can effortlessly turn either side of wheel to dispense slides one at a time.
Code | Places |  | L x W x H No./case Price/case (₹)
P90106 | 72 |  | 120 x 120 x 163 mm 1 1074
• These Slide Mailer are suitable for holding standard 25 x 75 mm slides. • They are ideal for secure shipping and storing of slides. • Easy to close secure snaps for storage of valuable slides.
Code |  | Places |  |  |  |  | L x W x H |  | No./case | Price/case (₹)
P90107 |  | 1 |  |  |  |  | 85 x 42 x 5 mm |  | 25 | 347
P90108 |  | 2 |  |  |  |  | 82 x 70 x 5 mm |  | 25 | 550
P90109 |  | 3 |  |  |  |  | 100 x 84 x 5 mm |  | 25 | 592
P90110 |  | 5 |  |  |  |  | 82 x 30 x 17 mm |  | 25 | 636
142
www.abdoslifesciences.com
188 | Slide Mailer, PP
184 | Coplin Jar
185 | Slide Box, ABS
186 | Slide Tray, PS
187 | Slide Dispenser, PS

## Table 99
• For the stirring of liquids on magnetic stirrer and hot plates stirrers. • Strong alloy magnets sheathed in pure white inert PTFE. • Resistant to virtually all chemical attack and temperatures up to 260°C. • For use in small vessels, e.g. test tubes, vials etc.
Code | OD(ǿ) X L (mm) | No./case | Price/case (₹)
P80136 | 2 x 2 mm | 5 | 1222
P80137 | 2 x 5 mm | 5 | 1222
P80101 | 2 x 7 mm | 5 | 1222
P80102 | 3 x 10 mm | 5 | 1222
• Central pivot ring ensures efficient spinning even on curved or uneven bases. • For the stirring of liquids on magnetic stirrers and hot plates stirrers. • Strong alloy magnets sheathed in pure white inert PTFE. • Resistant to virtually all chemical attack and temperatures up to 260°C.
Code | OD(ǿ) X L (mm) | No./case | Price/case (₹)
P80138 | 4.5 X 12 | 10 | 1608
P80103 | 4.5 x 15 | 10 | 1608
P80124 | 6 X 12 | 10 | 1796
P80104 | 6 x 20 | 10 | 1977
P80123 | 6 x 25 | 10 | 2175
P80105 | 6 x 30 | 10 | 2373
P80139 | 6 x 35 | 10 | 2531
P80125 | 8 X 15 | 10 | 2287
P80106 | 8 x 40 | 10 | 2858
P80107 | 8 x 50 | 10 | 3234
P80126 | 10 X 25 | 10 | 2785
P80108 | 10 X 60 | 5 | 2653
P80109 | 10 X 70 | 5 | 2738
P80127 | 13 x 75 | 2 | 2289
P80140 | 24 X 57 | 2 | 4506
P80141 | 24 X 108 | 2 | 9323
P80142 | 24 X 159 | 2 | 11654
• Plain design with rounded ends, suitable for a wide range of flat bottomed containers. • For the stirring of liquids on magnetic stirrers and hot plates stirrers. • Strong alloy magnets sheathed in pure white inert PTFE. • Resistant to virtually all chemical attack and temperatures up to 260°C
Code | OD(ǿ) X L (mm) | No./case | Price/case (₹)
P80143 | 6 X 10 | 10 | 1754
P80144 | 6 X 15 | 10 | 1664
P80110 | 6 x 20 | 10 | 1664
P80154 | 6 x 25 | 10 | 1785
P80111 | 6 x 30 | 10 | 1882
P80145 | 8 X 13 | 10 | 2174
P80146 | 8 X 20 | 10 | 2174
P80147 | 8 X 25 | 10 | 2625
P80148 | 8 X 30 | 10 | 2625
P80112 | 8 x 40 | 10 | 2391
P80113 | 8 x 50 | 10 | 3714
P80149 | 10 x 60 | 10 | 4971
P80114 | 10 x 70 | 10 | 6216
P80150 | 10 x 80 | 10 | 7303
143
www.abdoslifesciences.com
189 | Micro Magnetic Stirrer Bar, PTFE/ALNICO V MAGNET
190 | Magnetic Stirrer Bar With Pivot Ring, PTFE/ALNICO V MAGNET
191 | Cylindrical Magnetic Stirrer Bar, PTFE/ALNICO V MAGNET

## Table 100
• Plain design for more turbulence at low speed. • For the stirring of liquids on magnetic stirrers and hot plates stirrers. • Strong alloy magnets sheathed in pure white inert PTFE. • Resistant to virtually all chemical attack and temperatures up to 260°C.
Code | OD(ǿ) X L (mm) | No./case | Price/case (₹)
P80155 | 6 X 10 | 10 | 1554
P80156 | 6 X 15 | 10 | 1709
P80157 | 6 x 20 | 10 | 2020
P80158 | 6 x 25 | 10 | 2253
P80159 | 6 x 30 | 10 | 2640
P80160 | 8 X 13 | 10 | 2409
P80161 | 8 x 25 | 10 | 3262
P80162 | 8 x 40 | 10 | 2438
P80163 | 8 x 50 | 10 | 3885
P80164 | 8 x 60 | 10 | 4506
P80165 | 10 x 25 | 10 | 3885
P80166 | 10 x 35 | 10 | 3885
P80167 | 10 x 50 | 10 | 4660
P80168 | 10 x 60 | 10 | 5128
P80169 | 10 x 70 | 10 | 5749
P80170 | 10 x 80 | 10 | 6214
• Shape gives increased turbulence at low speeds. • Bars with central pivot ring. • For the stirring of liquids on magnetic stirrers and hot plates stirrers. • Strong alloy magnets sheathed in pure white inert PTFE. • Resistant to virtually all chemical attack and temperatures up to 260°C.
Code | OD(ǿ) X L (mm) | No./case | Price/case (₹)
P80115 | 8 x 13 | 10 | 1975
P80116 | 8 x 25 | 10 | 2093
P80117 | 8 x 38 | 10 | 2607
P80128 | 8 x 51 | 10 | 2872
P80129 | 8 x 64 | 10 | 4060
P80151 | 10 x 13 | 10 | 2642
P80152 | 10 x 25 | 10 | 2642
P80153 | 10 x 38 | 10 | 2952
P80118 | 10 x 51 | 10 | 3952
P80119 | 13 x 75 | 10 | 7770
• Best suited for round bottom flask. • For the stirring of liquids on magnetic stirrers and hot plates stirrers. • Strong alloy magnets sheathed in pure white inert PTFE. • Resistant to virtually all chemical attack and temperatures up to 260°C.
Code | OD(ǿ) X L (mm) | No./case | Price/case (₹)
P80171 | 5 x 10 | 10 | 2331
P80172 | 6 x 15 | 10 | 2331
P80173 | 10 x 20 | 10 | 3263
P80174 | 10 x 25 | 10 | 3885
P80175 | 10 x 30 | 10 | 4972
P80176 | 16 x 30 | 10 | 6060
P80177 | 16 x 35 | 10 | 6993
P80178 | 20 x 40 | 10 | 9168
P80179 | 20 x 50 | 10 | 12120
P80180 | 20 x 64 | 10 | 13830
P80181 | 20 x 70 | 10 | 15539
144
www.abdoslifesciences.com
193 | Octagonal Magentic Stirrer Bar, PTFE/ALNICO V MAGNET
194 | Oval Magentic Stirrer Bar, PTFE/ALNICO V MAGNET
192 | Plain Magentic Stirrer Bar, PTFE/ALNICO V MAGNET

## Table 101
• Ideal for mixing difficult solutions e.g. dissolving solvents or mixing sediments. • Spins well giving the best possible mixing action. • For the stirring of liquids on magnetic stirrers and hot plates stirrers. • Strong alloy magnets sheathed in pure white inert PTFE. • Resistant to virtually all chemical attack and temperatures up to 260°C.
Code | OD(ǿ) X L (mm) | No./case | Price/case (₹)
P80130 | 14 x 25 | 2 | 1647
P80131 | 14 x 40 | 2 | 1959
P80132 | 14 x 55 | 2 | 2208
P80182 | 14 X 80 | 2 | 2873
• Best suited for test tubes. • For the stirring of liquids on magnetic stirrers and hot plates stirrers. • Strong alloy magnets sheathed in pure white inert PTFE. • Resistant to virtually all chemical attack and temperatures upto 260°C.
Code | OD(ǿ) X L (mm) | No./case | Price/case (₹)
P80183 | 8 x 11 | 2 | 2486
P80184 | 10 x 16 | 2 | 3108
P80185 | 13 x 10 | 2 | 2486
P80186 | 13 x 20 | 2 | 3108
• Double ended stirrer bars have double paddle action for efficient stirring plus high stability. • Strong alloy magnets sheathed in pure white inert PTFE. • Resistant to virtually all chemical attack and temperatures up to 260°C.
Code | OD(ǿ) X L (mm) | No./case | Price/case (₹)
P80133 | 8 X 35 | 5 | 4118
P80134 | 8 X 55 | 5 | 4972
• Cross spin stirrer bars add speed and efficiency to your mixing requirements. • The cross shape creates a deep vortex and provides stable and quite operation. • Strong alloy magnets sheathed in pure white inert PTFE. • Resistant to virtually all chemical attack and temperatures up to 260°C.
Code OD(ǿ) X L (mm) No./case Price/case (₹)
P80135 8 x 20, 9 x 25, 10 x 30, 11 x 38, 15 x 50, 20 x 60 1 set consisting of 1 pcs each 5029
Code OD(ǿ) X L (mm) No./case Price/case (₹)
P80188 10 x 250 2 3729
P80189 10 x 350 2 4195
145
www.abdoslifesciences.com
198 | Cross-spin Magnetic Stirrer Bars, PTFE/ALNICO V MAGNET
197 | Double Ended Magnetic Stirrer Bars, PTFE/ALNICO V MAGNET
196 | Wings Magnetic Stirrer Bar, PTFE/ALNICO V MAGNET
195 | Triangular Magnetic Stirrer Bar, PTFE/ALNICO V MAGNET
199 | Magnetic Retrievers, PTFE/ALNICO V MAGNET
• Used to retrive stirrer bar.
• Innert & leak Free.
• Moulded in from FDA approved PTFE and LNICO V MAGNET.
• Strong alloy magnets sheathed in pure white inert PTFE.
• Resistant to virtually all chemical attack and temperatures up to 260°C.
P80187
10 x 150
2
2953

## Table 102
• These bags include black biohazard symbol and precautionary procedures printed in four languages (English, Spanish, French, German) for added safety. • These bags are easy to open and close and used to dispose biohazard waste and other plastic laboratory disposables. • High temperature steam autoclavable up to 135˚C (275˚F). • Pass ASTM 1922 Tear Resistance and ASTM 1709 Dart Impact Tests.
Code | W x L (inch) | Colour |  | No./case | Price/case (₹)
U40105 | 12 x 18 inches | Red, Yellow & Natural |  | 200 | 2903
U40106 | 12 x 24 inches | Red, Yellow & Natural |  | 200 | 3241
U40103 | 18 x 22 inches | Red, Yellow & Natural |  | 200 | 4072
U40104 | 25 x 35 inches | Red, Yellow & Natural |  | 200 | 8625
U40114 | 24 x 31.5 inches | Red, Yellow & Natural |  | 200 | 8625
U40120 | 42 x 42 inches | Red, Yellow & Natural |  | 100 | 11451
Note : U40120 is available only in HMHDPE
• These polypropylene autoclave bags made of 2 mil thickness are used for discarding used petri dishes, membrane filters, cell culture flasks, pipettes, culture plates & other plastic products. • These bags are transparent.
Code | W x L (inch) | No./case | Price/case (₹)
U40112 | 8 x 12 inches | 100 | 957
U40113 | 12 x 24 inches | 100 | 1845
U40108 | 16 x 18 inches | 100 | 2152
U40109 | 16 x 24 inches | 100 | 4035
• These Bags can be used to store and ship samples, solids and food/suitable for use with food. • Though it can be used for all applications it is especially used in food, water, forensic science and quality control laboratory. • Using the rim and channel closure the bag can be closed by finger pressure and reopened repeatedly. • Content stored in the bag would be dust free and free of contaminates.
Code | W x L (inch) | No./case | Price/case (₹)
U40110 | 9.8 x 10.2 inches | 100 | 1001
U40111 | 13 x 13.35 Inches | 100 | 1539
147
200 | Biohazard Disposable Bags, PP
201 | Autoclavable Bags, PP
202 | Transport/ Resealable Bags with Zip Lock, PE
www.abdoslifesciences.com

## Table 103
• A complete Line of Containers for needle, sharps and cutting waste, hospital waste. • Secure lock on lid makes it safe to discard with sharp waste. • Special design on lid makes it user-friendly to use with one hand while disposing sharp needles. • Opening design inhibits hand entry to reduce the risk of needle stick when disposing sharps. • Clear top and translucent containers allow you to monitor the fill level. • Puncture-resistant, durable polypropylene, can be autoclaved or incinerated. • Clearly marked with biohazard label.
Code |  | Capacity(ml) |  |  | No./case |  |  |  |  | Price/each |  | Price/case (₹)
P50111 |  | 800 ml |  |  | 40 |  |  |  |  | 95 |  | 5645
P50112 |  | 1200 ml |  |  | 60 |  |  |  |  | 135 |  | 11642
P50113 |  | 3000 ml |  |  | 60 |  |  |  |  | 185 |  | 15876
P50114 |  | 5000 ml |  |  | 60 |  |  |  |  | 230 |  | 19404
• Polycarbonate lens with side shield. • Impact resistant and lightweight frames for comfortable eyewear. • 99.9% UVA/UVB protection
Code | No./case |  | Price/case (₹)
U40101 | 2 |  | 734
• This safety box can be set on the bench top or mounted on the wall for storage of googles, glasses and other small lab products. • Safety Lid keeps the box free of dust and contamination. • Clear window helps to view the inventory from the outside.
Code |  | L x W x H |  |  | Size |  |  |  | No./Case |  |  |  | Price/case (₹)
P70106 |  | 23 x 16 x 18 cm |  |  | Small |  |  |  | 1 |  |  |  | 2800
P70107 |  | 23 x 16 x 25 cm |  |  | Large |  |  |  | 1 |  |  |  | 3300
• Clear face shield of polycarbonate provides high impact and splash protection. • Ratched adjustment on the headgear provides comfortable fit.
Code |  | L x W x H |  | No./Case |  |  | Price/case (₹)
U40102 |  | 28.5 x 22.7 x 13 cm |  | 1 |  |  | 3150
• These masks are disposable respirators that provide protection from particulates. • Bacterial Filtration Efficiency ≥95% approved as per guidelines. • Confirm Minimum Splash Resistance Pressure. Satisfy all regulations of all accredited NABL labs. • Particulate Filtration Efficiency ≥95% Confirms FFP2 as BIS: IS: 9473-2002 with/without Expiratory Valve.
Code Description | [5 empty] | Size |  | Colour |  |  | No./case |  |  | Price/case (₹)
U20417A N 95 Particulate respirator | [5 empty] | Regular |  | White/Grey |  |  | 100 |  |  | 6000
148
205 | Safety Goggles Box, ACRYLIC
206 | Safety Face Shield
203 | Sharp Container, PP
207 | Abdos N95 Respirator Mask
204 | Safety Goggles, PC
www.abdoslifesciences.com

## Table 104
• Derma Guard Lite gloves are ideal to protect the user from direct exposure to bacteria, viruses, and chemicals. • Its unique blue color provides quick, visual differentiation from natural rubber latex and other synthetic gloves. • Ambidextrous, textured fingertips, and beaded cuff enhances wet & dry grip. • Custom design enhances comfort & fit. • These gloves are powder-free, minimizing the potential for powder-related complications. • Conforms to ASTM D6319, EN 374, and EN 455 Standards, EU standard directive EU 2017/745 Class I, GMP, BIS, IMDR 2017
Code | Size | No./case | Price/case (₹)
U20351 | Small | 100x10 | 4760
U20352 | Medium | 100x10 | 4760
U20353 | Large | 100x10 | 4760
• These gloves are ideal product to protect you from exposure to bacteria, viruses and chemicals. It also enhances your ability to offer maximum security against cross-contamination. • Its unique blue color provides quick, visual differentiation from natural rubber latex and other synthetic gloves. • Ambidextrous, textured fingertips and beaded cuff enhance wet and dry grip. • Custom design enhance comfort and fit. • These gloves are powder free, minimizing the potential for powder related complications. • Conforms to ASTM D6319 and EN 455 Standards.
Code | Size | No./case | Price/case (₹)
U20341 | Small | 100 x 10 | 5950
U20342 | Medium | 100 x 10 | 5950
U20343 | Large | 100 x 10 | 5950
• These gloves are ideal product to protect you from exposure to bacteria, viruses and chemicals. It also enhances your ability to offer maximum security against cross-contamination. • Ambidextrous, textured fingertips and beaded cuff enhance wet and dry grip. • Softness provides superior comfort and natural fit. • These gloves are powder free, minimizing the potential for powder related complications, irritation and dermatitis. • Lower level of extractable proteins and chemical residue, hence lower incidences of allergic reactions. • Conforms to ASTM D3578 & D6319 and EN 455 Standards.
Code | Size | No./case | Price/case (₹)
U20344 | Small | 100 x 10 | 5400
U20345 | Medium | 100 x 10 | 5400
U20346 | Large | 100 x 10 | 5400
149
209 | Abdos DERMA GUARD Blue Nitrile Gloves - 9.5 inches length
208 | Abdos DERMA GUARD LITE Blue Nitrile Gloves – 9.5 inches length
210 | Abdos DERMA GUARD White Latex Gloves - 9.5 inches length
www.abdoslifesciences.com

## Table 105
• These gloves are ideal product to protect you from exposure to bacteria, viruses and chemicals. It also enhances your ability to offer maximum security against cross-contamination. • Its unique purple color provides quick, visual differentiation from natural rubber latex and other synthetic gloves. • Its textured fingertips enhance wet and dry grip. • Custom design enhance comfort and fit. • These gloves are powder free, minimizing the potential for powder related complications.
Kimtech Purple Nitrile Gloves - 9.5 inches length
Code |  | Size |  | No./case |  |  | Price/case (₹)
U20301 |  | Small |  | 100 |  |  | 1350
U20302 |  | Medium |  | 100 |  |  | 1350
U20303 |  | Large |  | 100 |  |  | 1350
Kimtech Purple Nitrile Gloves - 12 inches length
Code |  | Size |  | No./case |  |  | Price/case (₹)
U20304 |  | Small |  | 50 |  |  | 1500
U20305 |  | Medium |  | 50 |  |  | 1500
U20306 |  | Large |  | 50 |  |  | 1500
• They designate a place for gloves. • Clear and pristine holder to give clean appearance. • Top loading of the glove box. • Easy to dispense the gloves through the holder. • Each holder has holes that help it to be installed in a convenient location to the proximity of your work and tasks.
Code | No. of places |  | L x W x H, mm |  |  | No./case |  |  | Price/case (₹)
P70301 | 1 |  | 260 x 100 x 138 |  |  | 1 |  |  | 2268
P70302 | 2 |  | 260 x 100 x 270 |  |  | 1 |  |  | 3010
P70303 | 3 |  | 260 x 100 x 415 |  |  | 1 |  |  | 3985
• These wipers is an ideal product for cleaning and wiping delicate surfaces such as beakers, lenses, slides, optical lenses, optical instruments, surface and glass layer. • Low in lint and low extractable wipers. • Non-abrasive wipers wont scratch on delicate surface when used wet. • Absorbent wipers hence easily wipe up liquid and dust. • LINTGURD anti-stat polyshield on each pop-up box helps to further reduce the lint and static buildup. • Multi-fold dispensing format enables one-at-a time dispensing which controls usage. • Handy, portable pop-up box makes the product convenient to use.
Code |  | Sizes |  |  | Units/pack |  |  | No./case |  | Price/case (₹)
U20409 |  | 11.17 cm x 21.3 cm |  |  | 280 sheets |  |  | 60 packs |  | 21654
U20410 |  | 37.33 cm x 42.16 cm |  |  | 140 sheets |  |  | 15 packs |  | 20508
150
211 | Kimtech Purple Nitrile Gloves, 9.5 & 12 inches length
212 | Glove Box Holder, Acrylic
213 | Kimtech Science Kimwipes Wipers
www.abdoslifesciences.com

## Table 106
• An ideal product to replace cloth towels or rags. • They can exceptionally absorb oil, grease, solvents and water, reusable and durable. • They are designed to perform the wiping function that helps to improve productivity and performance. • They are made from advanced HYDROKNIT material that deliver products that are absorbent, higher in strength and have more bulk. • They are bio-degradable hence reduce disposable cost and are environmental friendly. • Available in 100 meters roll format in white and blue colour with perforation making it easy to use.
Code | Sizes |  | Colour |  | No./case |  |  |  | Price/case (₹)
U20407 | 24.7 cm x 20 cm |  | White |  | 1 Roll-100 metres |  |  |  | 4161
U20413 | 24.7 cm x 20 cm |  | Blue |  | 1 Roll-100 metres |  |  |  | 4161
U20414 | 26 cm x 26 cm |  | White |  | 50 Sheets |  |  |  | 785
U20415 | 25.4 cm x 38.1cm |  | Blue |  | 50 Sheets |  |  |  | 800
• This product will consistently deliver the wiping performance that you need in convenient and cost effective manner. • Wiper is highly absorbent, thus controls usage and reduces wastage. • One time use and throw wipers, eliminates cross-contamination. • Wipers have low lint hence do not leave particles behind. • Versatile, highly absorbent wiper leaves surface clean and dry. • Available in both sheet and roll format that makes it easy to use.
Code | Sizes (L X W) |  | Colour |  |  | No./case |  |  |  | Price/case (₹)
U20408 | 21.75 cm x 36.5 cm |  | White |  |  | 56 sheets |  |  |  | 721
• Parafilm M is a flexible, thermoplastic, waterproof self-sealing film that holds moisture loss to the minimum and offers secure sealing to the content of tubes, beakers, flasks, petri-dish and vials. • It has excellent resistance to air, other gases, alcohol, common acids and moderately concentrated alkalis. • At 21° C (70° F), it stretches 200% and returns partially to its original size at 82° C to 93° C (180° F to 200° F) and softens enough to make an adhesive bond between papers, cloths and leathers.
Code | Sizes (L X W) |  |  | No./case |  |  |  |  | Price/case (₹)
U30101 | 2 Inches x 250 feet |  |  | 1 Roll |  |  |  |  | 3151
U30102 | 4 Inches x 125 feet |  |  | 1 Roll |  |  |  |  | 2990
• Ideal for storing, dispensing and cutting Parafilm® M, tape and labels. • Openable top lid allows easy filling into the Dispenser. • These dispensers can hold both 2 inches and 4 inches Rolls. • Tapes and Labels can be easily cut through super-sharp serrated blade.
Code | Capacity | L x W x H, mm |  |  |  |  | No./case | Price/case (₹)
P70401 | 2 inch & 4 inch | 180 x 120 x 160 |  |  |  |  | 1 | 4221
* Dispenser does not include Parafilm M
151
214 | Wypall X70 Wipers
215 | Wypall L40 Wipers
216 | Parafilm M
217 | Parafilm M Dispenser, ACRYLIC
www.abdoslifesciences.com

## Table 107
• Ideal for storing, dispensing and cutting Parafilm® M, tape and labels. • Openable top lid allows easy filling into the Dispenser. • These dispensers can hold both 2 inches and 4 inches Rolls. • These dispensers are designed with safety razor that sides and cuts with no danger to fingers.
Code | Capacity | L x W x H, mm |  |  | No./case | Price/case (₹)
P70402 | 2 inch & 4 inch | 156 x 120 x 156 |  |  | 1 | 4793
* Dispenser does not include Parafilm M
• These thermometer can be used as probe to investigate and protect frozen and chilled samples from potential spoilage. • Monitor temperatures inside your freezer or refrigerator with the added convenience of sound and flashing LED lights to alert out-of-range temperatures. • Suction cup attaches the probe inside freezer/refrigerator while the thermometer secures to the outside with hook-and loop tape • Large digital display shows freezer/refrigerator temperature plus ambient temperature• • Set freezer range: (-9.5° to -23°C); set refrigerator range: (2° to 8°C) • Can be used as Fahrenheit °F or Celsius °C • Includes one AAA battery • Probe cable measures 0.9 m; probe measures 5 mm OD x 17 mm L
Code | L x W x H, mm |  | No./case |  | Price/case (₹)
U20610 | 136 x 19 x 28 |  | 1 |  | 5280
• Container Seal is a sealing tape designed for the vast range of bottles and containers used in laboratory application. • Its unique elastomeric characteristics allow it to stretch and conform around the irregular perimeters of containers lids and covers to form a tight seal. • Container Seal will block water vapor loss, reduce the rate of gas exchange and prevent entry of contaminants. • Ideally sized (0.75” wide) tape can be easily removed from surface without leaving an adhesive residue. • Container Seal stretches and conforms, can resist chemical & temperature range and is waterproof. • Available in a wide variety of colours.
Code | Sizes |  | Colour | No./case |  | Price/case (₹)
U20101 C | 0.75 inches x 108 feet |  | Clear | 1 Roll |  | 8659
U20101 W | 0.75 inches x 108 feet |  | White | 1 Roll |  | 8659
U20101 B | 0.75 inches x 108 feet |  | Blue | 1 Roll |  | 8659
152
218 | Parafilm M Dispenser, ABS
220 | Container Seal
219 | Freezer Thermometer
www.abdoslifesciences.com

## Table 108
• Cryo-Babies are ideally used for 0.5ml and 2.0ml tubes and Cryo-Tags are used for general-purpose applications. • Cryo-Babies and Cryo Tags can withstand freezer temperatures down to -196°C (liquid and vapor phase nitrogen), boiling water baths (100°C), autoclaving and moderate oven temperature (150°C). They will resist water soaking for at least 24 hours at room temperature and water vapor (100% relative humidity) at 35°C for at least 24 hours. • These are chemically inert labels and resist most organic solvents and caustic agents. • Made with a flexible, polylefin label material and acrylic adhesive. This unique combination expands and contract together with temperature fluctuations resulting in strong adhesive bond. • These labels can adhere to most plastics (100% virgin polypropylene tubes recommended), glass and metals without cracking, peeling or degrading. • These labels accept writing from most lab markers.
| Cryo - Babies | [7 empty] | Cryo - Tags
Code | Size |  |  | No./case |  |  | Price/case (₹) | Code | Size | No./case | Price/case (₹)
U10401 | 0.94 inches x 0.50 inches |  |  | 1000 |  |  | 4850 | U10501 | 1.50 inches x 0.75 inches | 1000 | 4850
U10402 | 1.28 inches x 0.50 inches |  |  | 1000 |  |  | 4850
• Tough Spots are ideally used for labeling 0.5ml, 1.5ml and 2.0ml micro centrifuge tubes. • Tough Spots can withstand freezer temperatures down to -196°C (liquid and vapor phase nitrogen), boiling water bath (100°C), autoclaving and moderate oven temperature (80°C). • Tough Spots can endure sustained humidity and soaking , submersion in boiling water bath, autoclaving, organic solvents, caustic agents and other challenges without peeling, degrading or becoming brittle. • Made with a flexible, polyolefin label material and acrylic adhesive. This unique combination expands and contracts together with temperature fluctuation resulting in strong adhesive bond. • These labels can adhere to most plastics (100% virgin polypropylene tubes recommended), glass and metals without cracking, peeling or degrading. • These labels accept writing form most lab markers.
Code | Sizes | No./case |  |  | Price/case (₹)
U10301 | 1/2 inches | 1000 |  |  | 4150
U10302 | 3/8 inches | 1000 |  |  | 4150
U10303 | 1/2 inches | 5000 |  |  | 17399
U10304 | 3/8 inches | 5000 |  |  | 17399
• Tough Tags are ideally used for labeling 0.5ml, 1.5ml and 2.0ml tubes. White Tough Tags can also be used for labeling general purpose label and microplates. • Tough Tags can withstand temperatures from -40°C to 121°C, boiling water bath, autoclaving and moderate freezer temperature. • Chemically inert, polyester sheets resist most organic solvents and caustic agents. • Tubes labeled with Tough-Tags easily slide in and out of centrifuge rotors without binding. • These labels can adhere to most plastics (100% virgin polypropylene tubes recommended), glass and metals without cracking, peeling or degrading. • Tough-Tags are pre-cut peel-off labels which accept any marking instrument. They are perfectly sized to fit microcentrifuge tubes and other container in the laboratory. • Dispensing box assists in labeling individual tubes used in small experiments.
Code | Sizes |  | No./case |  |  | Price/case (₹)
U10201 | 1.28 inches x 0.50 inches |  | 1000 |  |  | 5544
U10202 | 0.94 inches x 0.50 inches |  | 1000 |  |  | 4848
153
221 | Cryo-Babies and Cryo-Tags
222 | Tough Spots
223 | Tough Tag
www.abdoslifesciences.com

## Table 109
• Tough Tag Station can conveniently hold up to 6 roll of Tough-Tags, Tough-Spots or cryo-Tags. • Users can utilize the ledge to easily write on labels for sample identification.
Code |  | No./case | Price/case (₹)
U10601 |  | 1 | 12350
• Petri-Seal stretches and conforms to form a tight seal and is temperature resistant, water - proof and chemically resistant. • It resists abrasion and puncture and blocks vapor loss while reducing the rate of gas exchange. • Petri-Seal can be used with microtiter plates, petri dishes and culture plates to prevent entry of any contaminants. • Petri-Seal remains flexible down to -30°C and can withstand continuous exposure from -40°C (with intermittent exposure up to 100°C). • Tests have shown that PetriSeal leaves on adhesive residue even after two years. • Available in a wide variety of colours.
Code | Sizes |  | Colour |  |  | No./case |  | Price/case (₹)
U10901 C | 0.5 inches x 108 feet |  | Clear |  |  | 1 Roll |  | 6197
U10901 W | 0.5 inches x 108 feet |  | White |  |  | 1 Roll |  | 6197
U10901 B | 0.5 inches x 108 feet |  | Blue |  |  | 1 Roll |  | 6197
U10901 R | 0.5 inches x 108 feet |  | Red |  |  | 1 Roll |  | 6197
U10901 Y | 0.5 inches x 108 feet |  | Yellow |  |  | 1 Roll |  | 6197
• These autoclavable tapes adhere to almost any dry surface-glass, plastic, metal, paper and rubber. • These tapes sticks throughout the most demanding procedures, is oil-proof, waterproof and acid resistant and can be steam autoclaved. • Holds in a wide range of temperatures and transfers and transfers cleanly from one surface to another, leaving no messy residue. • These labels accept handwritten notations inscribed with pen, pencil or marker.
Code | Sizes |  | Colour |  |  | No./case |  | Price/case (₹)
U10701 W | 0.75 inches x 500 inches |  | White |  |  | 1 Roll |  | 1400
U10701 B | 0.75 inches x 500 inches |  | Blue |  |  | 1 Roll |  | 1400
U10701 G | 0.75 inches x 500 inches |  | Green |  |  | 1 Roll |  | 1400
U10701 O | 0.75 inches x 500 inches |  | Orange |  |  | 1 Roll |  | 1400
U10701 Y | 0.75 inches x 500 inches |  | Yellow |  |  | 1 Roll |  | 1400
U10701 R | 0.75 inches x 500 inches |  | Red |  |  | 1 Roll |  | 1400
• These dispensers facilitate easy dispensing from one convenient location. • Special design allows fast addition or replacement of label roll.
Code | Sizes |  | No./case |  | Price/case (₹)
U20501 | for 500 inches Roll |  | 1 |  | 10900
• Versatile tape indicates completion of normal steam sterilization process. • All specialty steam indicator tape accepts handwritten notations, may be used to seal and identify almost all laboratory material before and after processing. • Change of colour of the written matter from white to dark after completion of autoclave cycle.
Code | Size |  |  | No./case |  |  | Price/case (₹)
U20802 | 1 inch x 500 inches |  |  | 1 Roll |  |  | 3000
154
225 | Petri-Seal
226 | Multipurpose Labeling Tape
227 | Multi-Tape Dispenser
224 | Tough - Tag Station
228 | Speciality Indicator Tape for Steam Autoclave
www.abdoslifesciences.com

## Table 110
• SWIRLTOP magnetic stirrer is used in biotech labs, provides better mixing & is ideal for application of physical & chemical analysis. • Its body is made of ABS material. • It comes with automatic reverse rotation for better mixing result. • Top plate is made from chemically resistant materials (PET).
Code | Product | Workplate Size |  | No./case Pr |  | ice/case (₹)
E11307 | Ultra Flat Magnetic Stirrer | 90 x 90 mm |  | 1 |  | 15281
E11308 | Eco Magnetic Stirrer, Round | ǿ120 mm |  | 1 |  | 11521
E11309 | Eco Magnetic Stirrer, Square | 120 x 115 mm |  | 1 |  | 11521
SPECIFICATIONS :
Code |  |  | E11307 |  | E11308 |  | E11309
Voltage |  |  | 220-240V |  | 220-240V |  | 220-240V
Frequency |  |  | 50-60Hz |  | 50-60Hz |  | 50-60Hz
Motor Type |  |  | Motor less |  | Brushless DC Motor |  | Brushless DC Motor
Stirring position |  |  | 1 |  | 1 |  | 1
Speed range |  |  | 15–1500 rpm |  | 300–2000 rpm |  | 300–2000 rpm
Max. stirring quantity (H2O) Maximum magnetic bar (length) |  |  | 0.8L 40mm |  | 1.5L 40mm |  | 1.5L 40mm
Dimensions of work plate |  |  | 90x90mm |  | ǿ120mm |  | 120x115 mm
Dimensions (W x D x H) |  |  | 175 x 120 x 15 mm |  | 150 x 145 x 50 mm |  | 150 x 144 x 54 mm
Weight |  |  | 0.3kg |  | 0.3kg |  | 0.3 kg
Speed setting |  |  | Button |  | Scale |  | Scale
Permissible ambient Temperature & |  |  | 5-40°C |  | 5-40°C |  | 5-40°C
Humidity
Permissible relative humidity |  |  | 80% |  | 80% |  | 80%
Protection Class |  |  | IP65 |  | IP21 |  | IP21
156
www.abdoslifesciences.com
229 | Swirltop – Ultra Flat & Eco Magnetic Stirrer
E11307
E11308
E11309

## Table 111
• Swirl Top unit features an extremely durable, chemical resistant white stainless steel ceramic coated surface that allows immediate heat transfer. • LED Display shows temperature and speed. • External Temperature sensor accessory is available with accuracy of ± 0.5°C. • Extremely accurate digital control system is ideal for applications of analytical and biological laboratory. • Swirl Top has advanced microprocessor control with convenient turn knobs that allows quick, precise adjustment and maintains accurate temperature and speed. • Large, backlit LCD display provides constant visualization of speed and temperature while safety LED indicates when the top plate is above 50°C. • This digital system is compatible with a wide variety of popular glass beakers, flasks, bottles and vessels. • Heat resistant ABS casing.
SWIRLTOP - LED Digital Magnetic Stirrer & Hot Plate Code Product
|  |  |  | Circular Workplate Size | No./case | Price/case (₹)
E11231 LED Digital Magnetic Stirrer & Hot Plate with support rod & external temperature probe 13.5 cm |  |  |  |  | 1 | 31395
E11234 LED Digital Magnetic Stirrer & Hot Plate 13.5 cm |  |  |  |  | 1 | 27958
Spare Accessories
Code | Product | No./case | Price/case (₹)
E11232 | SP - Support Rod | 1 | 5313
E11233 | ETP - External Temeperature Probe | 1 | 10984
SPECIFICATIONS :
Voltage Frequency Motor type Maximum stirring capacity Work plate dimensions diameter Work plate material Shaking movement Temperature range Speed range Dimensions (W x D x H) Weight Permissible ambient temperature Permissible relative humidity Protection Class
220-240V 50-60Hz DC Motor 3L Diameter 5 Inch SS Cover Ceramic Orbital Room Temperature – 280°C 200 – 1500 rpm 150 x 260 x 100 mm 1.8 kg 5 – 40°C 80% IP21
157
www.abdoslifesciences.com
230 | Swirltop – Digital (LED) Magnetic Stirrer & Hot Plate

## Table 112
• Swirl top 380°C Digital Magnetic stirrers & Hotplate include all leading safety standards and is chemically-resistant with white ceramic work plate. They can be used in physical, chemical, analytical and biological laboratories. • Digital temperature control with max. temperature at 380°C. • Digital speed control with max. speed up to 1500rpm. • High resolution LCD displays for actual temperature and speed. • Brushless DC motor is maintenance free. • Ceramic plate for chemical resistance and easy clean. • Aluminium cover with ceramic work plate, allows for immediate heat transfer. • Hot warning sign if temperature is above 50°C. • Max. stirring quantity of H2O at 5L. • External temperature control is available as temperature sensor PT1000.
SWIRLTOP- 380°C Digital Magnetic Stirrers & Hotplate
Code | Product |  |  | Workplate Size | No./case | Price/case (₹)
E11224 | 380⁰ Digital Magnetic Stirrer & Hot Plate with Support Rod and External Temperature Probe |  |  | 14.0 x 14.0 cm | 1 | 42810
Spare Accessories
Code | Product | No./case | Price/case (₹)
E11232 | SP - Support Rod | 1 | 4620
E11233 | ETP - External Temeperature Probe | 1 | 9551
SPECIFICATIONS :
Voltage Frequency Motor type Maximum stirring capacity Work plate dimensions diameter Work plate material Temperature range Speed range External Temperature Sensor Dimensions (W x D x H) Weight Permissible ambient temperature Permissible relative humidity Protection Class
220-240V 50-60Hz DC Motor 5L 140x140mm Aluminium Cover Ceramic Room Temperature +5°C – 380°C 200 – 1500rpm PT1000(Accuracy ±0.5°C) 320x180x108mm 2.2kg 5 – 40°C 80% IP21
158
www.abdoslifesciences.com
231 | SWIRLTOP- 380°C Digital Magnetic Stirrers & Hotplate

## Table 113
• LED display for precise monitoring of speed and temperature for Magnetic stirrer & Hot plate. • Built in PID Controller ensures the safe heating of the medium with overheating and protection. • Max heating plate temperature 550°C. • Glass ceramic work plate provides excellent chemical resistant performance and efficient heat transfer. • External temperature control is possible by connecting the temperature sensor (PT 1000) with an accuracy at ±0.2°C. • Digital speed control. • Maximum Speed at 1500rpm. • Outstanding brushless DC motor performance enables more stirring power. • Two rotating knobs enable the easy and direct change of speed and temperature. • HOT WARNING will flash when the work plate temperature is above 50°C or even the hot plate is turned off. • Remote Function provides PC Control and data transmission via RS232 using 3rd Party Software.
LED DIGITAL Magnetic Stirrer & Hotplate with support Rod & External Temperature Probe |  |  |  |  | 18.4 x 18.4 cm 1 66702
E11651 | LED DIGITAL Hotplate with support Rod & External Temperature Probe |  | 18.4 x 18.4 cm | 1 |  |  | 55787
E11652 | LED DIGITAL Magnetic Stirrer & Hotplate |  | 18.4 x 18.4 cm | 1 63 |  |  | 63
E11653 | LED DIGITAL Hotplate |  | 18.4 x 18.4 cm | 1 50 |  |  | 906
Spare Accessories
Code | Product |  | No./case |  | Price/case (₹)
E11654 | SS/Support Rod-Seven Inch |  | 1 |  | 5273
E11233 | ETP - External Temeperature Probe |  | 1 |  | 9551
SPECIFICATIONS :
Code |  | E11650 & E11652 |  |  |  | E11651 & E11653
Voltage |  | 220-240V |  |  |  | 220-240V
Frequency |  | 50-60 Hz |  |  |  | 50-60 Hz
Motor Type |  | Shaded Pole Motor |  |  |  | Shaded Pole Motor
Maximum stirring capacity |  | 10 L |  |  |  | NA
Work plate dimensions diameter |  | 184 x 184mm (7Inch) |  |  |  | 184 x 184mm (7Inch)
Work plate material |  | Glass Ceramic |  |  |  | Glass Ceramic
Temperature range |  | Room Temperature – 550°C, |  |  |  | Room Temperature – 550°C,
|  | Increment 5°C |  |  |  | Increment 5°C
Overheating protection |  | 580°C |  |  |  | 580°C
Temperature Display accuracy |  | ± 1.0°c |  |  |  | ± 1.0°c
Speed display |  | LED |  |  |  | NA
Temperature display |  | LED |  |  |  | LED
Speed range |  | 100 – 1500 rpm, resolution± 1rpm |  |  |  | NA
Maximum magnetic bar (length) |  | 80mm |  |  |  | NA
Dimensions (W x D x H) |  | 215 x 360 x 112mm |  |  |  | 215 x 360 x 112mm
Weight |  | 4.5 kg |  |  |  | 4.5 kg
Permissible ambient temperature & |  | 5 – 40°C |  |  |  | 5 – 40°C
Humidity
Permissible relative humidity |  | 80% |  |  |  | 80%
Protection class |  | IP21 |  |  |  | IP21
159
www.abdoslifesciences.com
232 | Swirltop – 7 inch LED Digital Magnetic Stirrer & Hot Plate
SWIRLTOP - LED Digital Magnetic Stirrer & Hot Plate
Code Product
Workplate Size No./case Price/case (₹)
E11650

## Table 114
• SWIRLTOP Unit features an extremely durable stainless steel plate with anti-slip and anti-corrosion silicon surface. • SWIRLTOP advanced Microprocessor based electronic speed control motor provides constant speed. • High performance multi-position magnetic stirrer with uniform temperature distribution. • Micro-processor based stirring controls to provide consistency with various samples. • Brushless DC Motor for maintenance free & quiet operations.
Code | Product | Workplate Size | No./case |  | Price/case (₹)
E11235 | 10 Channel Magnetic Stirrer | 18 x 45 cm | 1 |  | 112968
E11236 | 10 Channel Magnetic Stirrer & Hot Plate | 18 x 45 cm | 1 |  | 163176
SPECIFICATIONS :
Code |  | E11235 |  | E11236
Voltage |  | 220-240V |  | 220-240V
Frequency |  | 50-60 Hz |  | 50-60 Hz
Dimension of work plate |  | 180 x 450 mm |  | 180 x 450 mm
Speed display |  | Scale |  | Scale
Temperature range |  | NA |  | Room Temperature – 120°C
Motor Type |  | Brushless DC Motor |  | Brushless DC Motor
Stirring Speed |  | 0 – 1100 rpm |  | 0 – 1100 rpm
Stirring Position |  | 10 |  | 10
Maximum Stirring capacity |  | 0.4 L(Each stirring position) |  | 0.4 L(Each stirring position)
Max. Stirring Bar |  | 40 mm |  | 40 mm
Plate Material |  | Stainless Steel with silicon |  | Stainless Steel with silicon
|  | Coating |  | Coating
Dimensions (W x D x H) |  | 622 x 205 x 65mm |  | 622 x 182 x 65mm
Weight |  | 3.2 kg |  | 3.2 kg
Permissible ambient temperature & |  | 5 – 40°C |  | 5 – 40°C
Humidity
Permissible relative humidity |  | 80% |  | 80%
Protection class |  | IP42 |  | IP42
160
www.abdoslifesciences.com
233 | Swirltop – Multi Position Magnetic Stirrer & Hot Plate

## Table 115
• Swirlmax is a classic tube roller that can be used for rocking and rolling for complete mixing. • It has a wide speed range of 0-70rpm. • It has a total of six rollers with small footprints and it is very easy to clean. • Swirlmax has a quiet DC brushless motor which is reliable, sound free and maintenance free. • Swirlmax can be used in cold rooms or in incubators.
Code | Product | No./case | Price/case (₹)
E11230 | Tube Roller | 1 | 28681
SPECIFICATIONS :
Voltage Frequency Power Motor Type Rocking Motion Amplitude Max. load capacity Number of Rollers Roller Size Speed Range Speed Display Operation Type Dimensions (W x D x H) Weight Permissible ambient temperature Permissible ambient humidity Protection Class
220-240V 50Hz 25W Brushless DC Motor Rocking and Rolling 24mm 4kg 6 280mm 0-70rpm Scale Continuous operation 250 X 485 X 100 mm 4.5 kg 5-40°C 80% IP21
161
www.abdoslifesciences.com
234 | Swirlmax –Tube Roller

## Table 116
• ABDOS-LED Digital Dry Bath Heaters are available in single and dual block configurations and provide a broad temperature range up to 150°C, which makes them useful for a variety of applications in molecular biology, histology, clinical, environmental, and industrial laboratories. • They have been designed to incorporate the best combination of features including block capacity, dual displays, and an external temperature probe that gives life science researchers the confidence and efficiency they need when working with precious lab samples. • This is ideal for including melting and boiling point determination, enzyme reactions, incubation and activation of cultures, immunoassays, DNA denaturation, culture and media tests, coagulation, tests, blood urea nitrogen determinations and in-situ hybridizations. • The blocks are precision machined to match the conical size and shape of 0.5, 1.5, 2.0, 15 and 50ml tube sizes, providing unsurpassed temperature transfer. Assorted blocks are available for compatibility with nearly all common laboratory tubes and plates. • Various optional blocks are available for best performance. • Protection class according to DIN EN 60529.
HOTBLOCK - LED Digital Dry Bath
Code | Product | Block Capacity |  | Temperature Size |  | No./case | Price/case (₹)
E11330 | LED Digital Dry Bath with one Heating Block | Single |  | Ambient +5oC -120oC |  | 1 | 44569
E11360 | LED Digital Dry Bath with one heating Block | Single |  | Ambient +5oC -105oC |  | 1 | 42446
E11370 | LED Digital Dry Bath with two Heating Block | Dual |  | Ambient +5oC -105oC |  | 1 | 71111
E11380 | LED Digital Dry Bath with one heating Block | Single |  | Ambient +5oC -150oC |  | 1 | 52920
E11390 | LED Digital Dry Bath with two Heating Block | Dual |  | Ambient +5oC -150oC |  | 1 | 77726
Spare Accessories of E11330
Code | Product | Places | No./case | Price/case (₹)
E11331 | Heating Block, used for 0.2 ml | 54 | 1 | 15050
E11332 | Heating Block, used for 0.5 ml | 40 | 1 | 15050
E11333 | Heating Block, used for 1.5 ml | 40 | 1 | 15050
E11338 | Heating Block, used for 2.0 ml | 40 | 1 | 15050
E11334 | Heating Block, used for 5/15 ml | 28 | 1 | 15050 | E11331 |  | E11333
E11335 | Heating Block, used for 50 ml | 8 | 1 | 15050
E11336 | Heating Block, used for 0.2, 0.5, 1.5/2.0 ml | 18 | 1 | 15050
E11337 | Heating Block, used for 96/384 Microplate | 96 /384 Microplate | 1 | 15050
E11339 | Heating Block, used for 2.0 ml (Thin) | 40 | 1 | 15050
E11368 | Heating Block, used for 1.5 ml (Thin) | 40 | 1 | 15050
Spare Accessories of E11360, E11370, E11380, E11390 |  | E11335 |  |  |  |  | E11336
Code | Product | Places | No./case | Price/case (₹)
E11361 | Heating Block, used for 0.2 ml | 30 | 1 | 15050
E11362 | Heating Block, used for 0.5 ml | 20 | 1 | 15050
E11363 | Heating Block, used for 1.5 ml | 20 | 1 | 15050
E11364 | Heating Block, used for 2 ml | 20 | 1 | 15050
E11365 | Heating Block, used for 5 ml | 12 | 1 | 15050
E11366 | Heating Block, used for 15 ml | 12 | 1 | 15050 | E11361 |  | E11364
E11367 | Heating Block, used for 50 ml | 4 | 1 | 15050
E11365 E11367
162
www.abdoslifesciences.com
235 | HOTBLOCK – LED Digital Dry Bath

## Table 117
SPECIFICATIONS : E11330 |  |  | E11360 |  | E11370 |  | E11380 E11390
Voltage | 220-240V | 220-240V |  | 220-240V |  | 220-240V |  |  | 220-240V
Frequency | 50-60Hz | 50-60Hz |  | 50-60Hz |  | 50-60Hz |  |  | 50-60Hz
Adaptor block material | Aluminium | Aluminium |  | Aluminium |  | Aluminium |  |  | Aluminium
Maximum heating rate | 5.5°C/min | 5.5°C/min |  | 5.5°C/min |  | 5.5°C/min |  |  | 5.5°C/min
Heating temperature Range | Room Tempearture +5-120°C | Room Tempearture +5-105°C |  | Room Tempearture +5-105°C |  | Room Tempearture +5-150°C |  |  | Room Tempearture +5-150°C
Temperature Setting Range | 25-120 | 25-105 |  | 25-105 |  | 25-150 |  |  | 25-150
Temperature Control accuracy | ±0.5°C | 25-90 : ±0.3 90-105 : ±0.6 |  | 25-90 : ±0.3 90-105 : ±0.6 |  | 25-90 : ±0.3 90-150: ±0.6 |  |  | 25-90 : ±0.3 90-150 : ±0.6
Temperature Uniformity @ 37oC | ±0.5 | ±0.2 |  | ±0.2 |  | ±0.2 |  |  | ±0.2
Sound Alarming Function | - | Yes |  | Yes |  | Yes |  |  | Yes
Timer | Yes | Yes |  | Yes |  | Yes |  |  | Yes
Time setting range | 1 Min - 99Hr 30Min | 0 Min - 99Hr 59Min |  | 0 Min - 99Hr 59Min |  | 0 Min - 99Hr 59Min |  |  | 0 Min - 99Hr 59Min
Operation type | Continuous/timed operation | Continuous/timed operation |  | Continuous/timed operation |  | Continuous/timed operation |  |  | Continuous/timed operation
External Sensor | - | Yes |  | Yes |  | Yes |  |  | Yes
USB Interface | - | Yes |  | Yes |  | Yes |  |  | Yes
Dimension (W x D x H) | 175 x 220 x 85mm | 290 x 210 x 120mm |  | 290 x 210 x 120mm |  | 290 x 210 x 120mm |  |  | 290 x 210 x 120mm
Permissible ambient temperature | 5-40°C | 5-40°C |  | 5-40°C |  | 5-40°C |  |  | 5-40°C
Permissible humidity | 80% | 80% |  | 80% |  | 80% |  |  | 80%
Protection Class | IP21 | IP21 |  | IP21 |  | IP21 |  |  | IP21
E11330 | [7 empty] | E11360 & E11380 E11370 & E11390
163
www.abdoslifesciences.com

## Table 118
• ABDOS Thermo Mix Series allows for precise and efficient shaking and mixing as well as excellent temperature accuracy and uniformity, offering a wide range of applications, such as Gene Synthesis, Gene Purification, Gene Denaturation, Protein Denaturation, Enzymatic reaction, Bacterial growth and many more. • ABDOS Thermo Mix is equipped with quick interchange of blocks with magnet Adhesion technology and without any tools. • It is programmable and has three points calibration with precise temperature control for heating and cooling.
Thermo Mix - LCD Digital
Code | Product |  |  | No./case |  |  | Price/case (₹)
E11340 | TFT Digital Thermo Mix with Heating and Cooling and Mixing with 1.5 ml Heating Block |  |  | 1 |  |  | P.O.R.
E11341 | TFT Digital Thermo Mix with Heating and Cooling with 1.5 ml Heating Block |  |  | 1 |  |  | P.O.R.
E11342 | TFT Digital Thermo Mix with Heating and Mixing with 1.5 ml Heating Block |  |  | 1 |  |  | P.O.R.
Spare Accessories
Code | Product |  | Speed | Places |  | No./case | Price/case (₹)
E11343 | Heating Block, used for 0.2 ml / 96 well PCR plate |  | 1500rpm | 96 |  | 1 | P.O.R.
E11344 | Heating Block, used for 96/384 well microplate |  | 1500rpm | 96/384 |  | 1 | P.O.R.
E11345 | Heating Block, used for 0.5 ml |  | 1500rpm | 24 |  | 1 | P.O.R.
E11346 | Heating Block, used for 1.5 ml |  | 1500rpm | 24 |  | 1 | P.O.R.
E11347 | Heating Block, used for 2.0 ml |  | 1500rpm | 24 |  | 1 | P.O.R.
E11348 | Heating Block, used for 5 ml (Round Bottom) |  | 1500rpm | 8 |  | 1 | P.O.R.
E11358 | Heating Block, used for 5ml (Conical Bottom) |  | 1400rpm | 8 |  | 1 | P.O.R.
E11349 | Heating Block, used for 15 ml |  | 800rpm | 8 |  | 1 | P.O.R.
E11350 | Heating Block, used for 50 ml |  | 600rpm | 4 |  | 1 | P.O.R.
SPECIFICATIONS :
Code |  | E11340 |  |  | E11341 |  |  | E11342
Voltage |  | 220-240 V |  |  | 220-240 V |  |  | 220-240 V
Frequency |  | 50-60 HZ |  |  | 50-60 HZ |  |  | 50-60 HZ
Functions |  | Heating, cooling & Mixing |  |  | Heating & Cooling |  |  | Heating & Mixing
Adaptor Block Material |  | Aluminium |  |  | Aluminium |  |  | Aluminium
Temperature Range |  | Heating : RT-100°C |  |  | Heating : 25°C-110°C |  |  | Heating : RT-100°C
|  | Cooling : 15°C - below room temp. |  |  | Cooling : 15°C - below room temp.
Setting Temperature Range |  | 15°C |  |  | 25°C |  |  | 15~100°C
Temperature Uniformity @ 20-45°C |  | 0.1~100°C |  |  | -5 to 110°C |  |  | ±0.5°C
Temperature control accuracy@ |  | ±0.5°C |  |  | ±0.5°C |  |  | ±0.5°C
20-45°C |  | ±0.5°C |  |  | ±0.5°C |  |  | 5.5°C/min
Maximum Heating Rate |  | 5.5°C/min |  |  | 5.5°C/min |  |  | -
Maximum Cooling Rate |  | 5°C/min(100°C-25°C) |  |  | 2.5°C/Min(100°C-RT) |  |  | -
|  | 0.5°C/min(below 25°C) |  |  | 0.5°C/Min(below RT)
Mixing Frequency |  | 200-1500 rpm |  |  | NA |  |  | 200-1500 rpm
Mixing Orbit |  | 3 mm |  |  | NA |  |  | 3 mm
Program |  | 9 |  |  | 9 |  |  | 9
Overheating Protection |  | 150°C |  |  | 150°C |  |  | 150°C
Dimension(WXDXH) |  | 200 x 235 x 120mm |  |  | 200 x 235 x 120mm |  |  | 200 x 235 x 120mm
Weight |  | 7.3 kg |  |  | 7.3 kg |  |  | 7.3 kg
164
www.abdoslifesciences.com
236 | THERMO MIX– TFT Digital

## Table 119
• Swirlex overhead stirrer is widely used in chemical synthesis, pharmaceutical synthesis, physical and chemical analysis, petrochemical industry and more. • Reliability, long continuous service and outstanding performance are its hallmarks. • Digital LCD/LED display for precise monitoring of set and actual speed. • LCD/LED Torque displays real time information on viscosity changes. • Protection and safety circuits ensure automatic cut-off in an anti-stall or overload conditions. • Provides a constant speed even with changes in viscosities of sample. • RS232 interface PC can control and document all operation values
Swirlex - Digital Overhead Stirrer Code Product Maximum Stirring Quantity No./case Price/case (₹)
LED Digital Overhead Stirrer with Universal Plate Stand including support (holder) and fixing device and (E11312) Stainless Steel crossed Stirrer(E11313) |  |  |  |  | 20L 1 79498
E11311 LED Digital Overhead Stirrer with Universal Plate Stand including support (holder) and fixing device and 40L 1 99411 (E11312) Stainless Steel crossed Stirrer(E11313)
LCD Digital Overhead Stirrer with Timer with Universal Plate Stand including support (holder) and fixing device and (E11312) Stainless Steel grand crossed Stirrer(E11324) |  |  |  |  | 70L 1 149625
E11322 LCD Digital Overhead Stirrer with Timer with Grand Plate Stand including support (holder) and fixing device 70L 1 157106 and (E11323) Stainless Steel grand crossed Stirrer(E11324)
Spare Accessories for E11310, E11311, E11321 & E11322
Code | Product | Dimensions | No./case | Price/case (₹)
E11312 | Universal Plate Stand including support (holder) & fixing device | 20 x 31 cm (L x W) | 1 | 12156
E11313 | Stainless Steel Crossed Stirrer | 40 x 5 cm (L x Φ) | 1 | 1460
E11314 | Stainless Steel Straight Stirrer | 40 x 6 cm (L x Φ) | 1 | 3647
E11315 | Stainless Steel Blade Stirrer | 40 x 6.8 cm (L x Φ) | 1 | 3647
E11316 | Stainless Steel Centrifugal Stirrer | 40 x 9 cm (L x Φ) | 1 | 3647
E11317 | PTFE Crossed Stirrer | 35 x 6.5 cm (L x Φ) | 1 | 5615
E11318 | PTFE Straight Stirrer | 35 x 7 cm (L x Φ) | 1 | 5615
E11319 | PTFE Blade Stirrer | 35 x 6.8 cm (L x Φ) | 1 | 5615
E11320 | PTFE Centrifugal Stirrer | 35 x 8.5 cm (L x Φ) | 1 | 5615
Spare Accessories for E11321 & E11322
Code | Product | Dimensions | No./case | Price/case (₹)
E11323 | Universal Grand Plate Stand including support (holder) & fixing device | 33.5 x 46.3 cm (L x W) | 1 | 44100
E11324 | Stainless Steel Grand Crossed Stirrer | 60 x 10 cm (L x Φ) | 1 | 4409
E11325 | Stainless Steel Grand blade Stirrer | 60 x 10 cm (L x Φ) | 1 | 4409
E11326 | Stainless Steel grand anchor Stirrer | 60 x 10 cm (L x Φ) | 1 | 4409
E11327 | Stainless Steel grand Centrifugal Stirrer | 60 x 10 cm (L x Φ) | 1 | 4409
166
www.abdoslifesciences.com
237 | Swirlex – LCD/LED Digital Overhead Stirrer
E11310
E11321

## Table 120
SPECIFICATIONS :
Code | E11310 | E11311 | E11321 & E11322
Voltage | 220-240V | 220-240V | 220-240V
Frequency | 50-60Hz | 50-60Hz | 50-60Hz
Power | 70W | 130W | 200W
Speed Range | 50 – 2200rpm | 50 – 2200rpm | 50 – 1100rpm
Speed Display | LED | LED | LCD
Max. Stirring Quantity | 20L | 40L | 70L
Max Torque | 40Ncm | 60Ncm | 300Ncm
Max Viscosity | 10000mPas | 50000mPas | 100000mPas
Chuck range diameter | 0.5 – 10mm | 0.5 – 10mm | 0.5 – 10mm
Overload Protection Display | LED Lights, Motor Automatically | LED Lights, Motor Automatically | LED Lights, Motor Automatically
| Stops | Stops | Stops
Dimensions (W x D x H) | 83 x 186 x 220 mm | 83 x 186 x 220 mm | 83 x 186 x 220 mm
Weight | 2.8 kg | 2.8 kg | 3.2 kg
Data Interface RS232 | No | No | Yes
Permissible ambient Temperature | 5-40°C | 5-40°C | 5-40°C
Permissible ambient Humidity | 80% | 80% | 80%
Protection class according to DIN/ | IP21 | IP21 | IP21
EN 60529
E11316
E11320
E11327
167
www.abdoslifesciences.com
E11312
E11313
E11314
E11315
E11317
E11318
E11319
E11324
E11325
E11326

## Table 121
• Swirlex-Vortex is suitable for touch or continuous or fixed operation. • Used for gentle mixing to vigorous re-suspension of biological cells and canonical liquid components in tubes using eccentric mechanism. • These vortex shakers contain specially designed silicone feet and steel base excellent for damping vibration. • Swirlex vortex Shaker is eccentric with oil less ball bearing. • A wide range of accessories are also available.
SWIRLEX - Vortex Shaker
Code | Product | Work Plate Dimensions | No./case | Price/case (₹)
E11190 | Swirlex Adjustable Vortex Shaker | 4 mm | 1 | 13394
Spare Accessories
Code | Product | No./case |  | Price/case (₹)
E11191 | Tube holding Rod | 1 |  | 4757
E11192 | Universal 100mm top plate with 4 vaccum suction feet | 1 |  | 1607
E11198 | Platform pad for tubes and vessels ǿ 99 mm | 1 |  | 1800
E11197 | Tube Adapter for 48 holes test tube ǿ 6mm | 1 |  | 1800
E11193 | Tube Adapter for 15 holes test tube ǿ 10mm | 1 |  | 1800
E11194 | Tube Adapter for 16 holes test tube ǿ 12mm | 1 |  | 1800
E11195 | Tube Adapter for 8 holes test tube ǿ 16mm | 1 |  | 1800
E11196 | Tube Adapter for 8 holes test tube ǿ 20mm | 1 |  | 1800
Kindly Note: E11192 is required to run E11198, E11197, E11193, E11194, E11195, E11196 & E11196 Adapter.
SPECIFICATIONS :
Voltage Frequency Speed Range Shaking Movement Motor Type Outer Diameter Speed Display Run Type Dimensions (W x D x H) Weight Power Permissible ambient temperature Permissible relative humidity Protection Class
220-240V 50-60Hz 0 – 3000 rpm Orbital Shaded Pole Motor 4mm Analog Type Continuous/Touch operation 127 x 160 x 130mm 3.5 kg 60W 5-40°C 80% IP21
Note : Accessories to be purchased seperately
168
www.abdoslifesciences.com
238 | Swirlex – Vortex Shaker

## Table 122
• SWIRLEX-Micro plate Mixer is used for holding single or double micro plates with an SBS footprint. • This is widely used in life sciences including microbiology, cell and molecular biology, immunology and biotechnology for various mixing applications with optional adapters. • The high speed and small diameter combine to offer a true vortexing action in each well of the micro plate. This action ensures both complete and uniform mixing.
SWIRLEX - Microplate Mixer
Code | Product |  | No./case |  | Price/case (₹)
E11200 | Swirlex Microplate Mixer Including Microplate Clamp(E11201) as standard |  | 1 |  | 38500
Spare Accessories
Code | Product |  | No./case |  | Price/case (₹)
E11201 | Microplate clamp |  | 1 |  | 916
E11202 | Double microplate clamps |  | 1 |  | 1030
SPECIFICATIONS : |  |  |  | E11202
Voltage Frequency Shaking Movement Speed Range Orbit Diameter Maximum Shaking Weight (With accessory) Motor Type Dimensions (W x D x H) Permissible ambient temperature Permissible relative humidity Protection Class
220-240V 50-60Hz Orbital Single Microplate : 0-1500 rpm Double Microplate : 0-1000 rpm 4.5 mm 0.5 Kg Brushless DC Motor 150 x 260 x 80mm 5-40°C 80% IP20
• Wavex tube rotators provide gentle but effective mixing of biological samples, held in 1.5 ml to 50 ml tubes. • Used in a variety of applications including immune precipitations, prevention of blood coagulation & latex diagnostics. • Wavex-Classic Tube Rotator has Disk Type Design.
SWIRLEX - Classic Tube Rotator
Code | Product | No./case |  |  | Price/case (₹)
E11300 | Wavex-Classic Tube Rotator | 1 |  |  | 39531
Spare Accessories
Code | Product | No./case |  |  | Price/case (₹)
E11301 | Plastic Clips for 1.5 ml x 12 micro centrifuge tubes,Disk accessory | 12 |  |  | 661
E11302 | Plastic Clips for 15 ml x 12 micro centrifuge tubes, Disk accessory | 12 |  |  | 825
E11303 | Plastic Clips for 50 ml x 12 micro centrifuge tubes,Disk accessory | 12 |  |  | 1046
SPECIFICATIONS :
Voltage Frequency Power Motor Type Tilt Angle Speed Range Speed Display Operation Type Dimensions (W x D x H) Weight Permissible ambient Temperature Permissible ambient Humidity Protection Class
220-240V 50-60Hz 20W DC Motor 90° 0-80rpm Scale Continuous 220 x 300 x 310 mm 2 kg 5-40°C 80% IP21
169
www.abdoslifesciences.com
239 | Swirlex - Microplate Mixer
240 | Wavex – Classic Tube Rotator

## Table 123
• Wavex tube rotators provide gentle but effective mixing of biological samples, held in 1.5 ml to 50 ml tubes. • Used in a variety of applications including immune precipitations, prevention of blood coagulation & latex diagnostics. • Wavex tube rotator has a disk type design. • LCD displays and digital speed control allows procedures to be accurate. • Speed range of 10 to 70 rpm. • Wavex tube rotator has an adjustable mixing angle between 0 - 90°. • Wavex tube rotator has dual dish accessories for larger tubes.
SWIRLEX - Microplate Mixer
Code | Product |  |  | No./case | Price/case (₹)
E11270 | Wavex-LCD Digital Tube Rotator with Disk accessory for 50ml x 8 Centrifuge Tubes |  |  | 1 | 82555
Spare Accessories
Code | Product |  |  | No./case | Price/case (₹)
E11271 | Disk accessory for 1.5 ml x 60 micro centrifuge tubes |  |  | 1 | 11907
E11272 | Disk accessory for 50 ml x 8 centrifuge tubes |  |  | 1 | 5954
E11273 | Disk accessory for 15 ml x 16 centrifuge tubes |  |  | 1 | 6550
E11274 | Disk support rods used with disk accessories |  |  | 4 | 3033
SPECIFICATIONS :
Voltage Frequency Power Motor Type Tilt Angle Speed Range Speed & Timer Display Time Setting Range Operation Type Dimensions (W x D x H) Weight Permissible ambient Temperature Permissible ambient Humidity Protection Class
220-240V 50Hz / 60Hz 40 W Brushless DC Motor 0 - 90° 10-70 rpm LCD 1 - 1199 min. Continuous / timed operation 210 x 280 x 300 mm 8 kg 5-40°C 80% IP 21
E11271 |  | E11272 | E11273 |  |  | E11274
170
www.abdoslifesciences.com
241 | Wavex – LCD Tube Rotator

## Table 124
• Wavex tube rotators provide gentle but effective mixing of biological samples, held in 1.5 ml to 50 ml tubes. • Used in a variety of applications including immune precipitations, prevention of blood coagulation and latex diagnostics. • Wavex-Classic Tube Rotator has Disk Type Design.
SWIRLEX - Vortex Shaker
Code | Product | No./case |  | Price/case (₹)
E11305 | Wavex-Classic Rotating Mixer | 1 |  | 37800
Spare Accessories
Code | Product |  | No./case | Price/case (₹)
E11301 | Plastic Clips for 1.5 ml x 12 micro centrifuge tubes,Disk accessory |  | 12 | 661
E11302 | Plastic Clips for 15 ml x 12 micro centrifuge tubes,Disk accessory |  | 12 | 825
E11303 | Plastic Clips for 50 ml x 12 micro centrifuge tubes,Disk accessory |  | 12 | 1046
SPECIFICATIONS :
Voltage Frequency Power Motor Type Tilt Angle Speed Range Speed Display Operation Type Dimensions (W x D x H) Weight Permissible ambient Temperature Permissible ambient Humidity Protection Class
220-240V 50-60Hz 20W DC Motor 90° 0-80rpm Scale Continuous 530 x 150 x 190 mm 1.7 kg 5-40°C 80% IP21
171
www.abdoslifesciences.com
242 | Wavex – Classic Rotating Mixer

## Table 125
• Wavex –LCD Rotating Mixer give gentle but effective mixing of biological samples to be held in 1.5 ml to 50 ml tubes used in a variety of applications including immune precipitations, prevention of blood coagulation and latex diagnostics. • Wavex rotating mixer has a rotisserie type design. • LCD displays and digital speed control allows procedures to be accurate.
Wavemax - LCD Rotating Mixer
Code | Product |  | No./case |  |  | Price/case (₹)
E11280 | LCD Digital Rotating Mixer with Rotisserie accessory for 50 ml x 16 centrifuge tubes Vertically |  | 1 |  |  | 37800
Spare Accessories
Code | Product |  |  | No./case |  | Price/case (₹)
E11281 | Rotisserie accessory for 1.5 ml x 48 micro centrifuge tubes horizontally |  |  | 1 |  | 12012
E11282 | Rotisserie accessory for 50 ml x 24 centrifuge tubes horizontally |  |  | 1 |  | 10811
E11283 | Rotisserie accessory for 15 ml x 24 centrifuge tubes horizontally |  |  | 1 |  | 10811
E11284 | Rotisserie accessory for 1.5 ml x 32 micro centrifuge tubes vertically |  |  | 1 |  | 10811
E11285 | Rotisserie accessory for 50 ml x 16 centrifuge tubes vertically |  |  | 1 |  | 10811
E11286 | Rotisserie accessory for 15 ml x 16 centrifuge tubes vertically |  |  | 1 |  | 10811
E11274 | Disk support rods with disk accessories |  |  | 4 |  | 3033
SPECIFICATIONS :
Voltage Frequency Power Motor Type Tilt Angle Speed Range Speed & Timer Display Time Setting Range Operation Type Dimensions (W x D x H) Weight Permissible ambient Temperature Permissible ambient Humidity Protection Class
220-240V 50Hz / 60 Hz 40 W Brushless DC Motor 0 - 90° 10-70 rpm LCD 1 - 1199 min. Continuous / timed operation 510 x 220 x 260 mm 8 kg 5-40°C 80% IP 21
E11281 E11284 |  | E11282 E11285 |  |  | E11283 E11286
172
www.abdoslifesciences.com
243 | Wavex-LCD Rotating Mixer

## Table 126
• Abdos Digital rocking shakers are used for staining and destaining gels, hybridization procedures, haematology and blotting techniques. Designed to provide precise speed and tilt angles required for broad range of molecular and biological mixing applications. • It boasts of digital speed control and large LED display, speed and timer can be viewed simultaneously. • Aluminium-alloyed platform provides strong bearing capability, with non-slip mat that holds vessels and prevents it from slipping. • Specially designed and developed compact space-saving design fits easily in the incubator. • Space Accessories have a wide range of platforms for use with a variety of vessels.
WAVEMAX - LED Digital Rocking Shaker Code Product No./case Price/case (₹)
Wavemax – Digital Rocking Shaker with Dish platform with non-Slip Mat and fixed strings (8 pcs.) |  |  |  | 1 95700
Spare Accessories for Digital Rocking Shaker (E11495)
Code | Product | No./case | Price/case (₹)
E11451 | Universal attachment with 3 Bars | 1 | 12703
E11452 | Dish attachment with non-slip mat | 1 | 12034
E11453 | Fixing clip attachment | 1 | 6686
E11415 | Fixing clip for 25 ml flask | 1 | 1263
E11416 | Fixing clip for 50 ml flask | 1 | 1263
E11417 | Fixing clip for 100 ml flask | 1 | 1263
E11418 | Fixing clip for 200/250 ml flask | 1 | 2386
E11419 | Fixing clip for 500 ml flask | 1 | 2386
* Pls note E11453 is required to run E11415, E11416, E11417, E11418 & E11419. SPECIFICATIONS : |  |  |  |  | Universal attachment with bars Dish attachment with non-slip mat
Voltage Frequency Power Motor type Rocking motion Maximum load capacity (With Platform) Tilt angle Speed range Speed & timer display Time range Operation Type Dimensions (W x D x H) Weight Permissible ambient temperature Permissible ambient Humidity Protection class
220-240V 50-60Hz 40W DC Motor See-saw rocking 10 kg 9° 10-70rpm LCD 1 min – 19 h 59 min Continuous /timed operation 360 x 410 x 200 mm 9 Kg 5-40°C 80% IP21
173
www.abdoslifesciences.com
244 | Wavemax – Digital Rocking Shaker
E11495

## Table 127
• Wavemax classic dancing shakers are used for staining and destaining gels, hybridization procedures, haematology and blotting techniques. • This 3 dimensional shaker is designed to provide precise speed and tilt angles required for broad range of molecular and biological mixing applications. • Abdos LED dancing shaker boasts of digital speed control and large LED display, speed and timer can be viewed simultaneously. • Aluminium-alloyed platform provides strong bearing capability, with non-slip mat that holds vessels and prevents it from slipping. • Specially designed and developed compact space-saving design fits easily in the incubator. • Space accessories have a wide range of platforms for use with a variety of vessels.
WAVEMAX – Digital (3D) Dancing Shaker Code Product No./case Price/case (₹)
Wavemax – Digital Dancing Shaker with platform with Dish Attachment with non-Slip Mat |  |  | 1 87000
Spare Accessories for Digital (3D) Dancing Shaker (E11895)
Code | Product | No./case | Price/case (₹)
E11451 | Universal attachment with 3 Bars | 1 | 11548
E11452 | Dish attachment with non-slip mat | 1 | 10940
E11453 | Fixing clip attachment | 1 | 6078
E11415 | Fixing clip for 25 ml flask | 1 | 1148
E11416 | Fixing clip for 50 ml flask | 1 | 1148
E11417 | Fixing clip for 100 ml flask | 1 | 1148
E11418 | Fixing clip for 200/250 ml flask | 1 | 2169
E11419 | Fixing clip for 500 ml flask | 1 | 2169
*Please note E11453 is required to run E11415, E11416, E11417, E11418 & E11419. SPECIFICATIONS : |  |  |  | Universal attachment with bars Dish attachment with non-slip mat
Voltage Frequency Power Motor type Rocking motion Maximum load capacity (With Platform) Tilt angle Speed range Speed & timer display Time range Operation Type Dimensions (W x D x H) Weight Permissible ambient temperature Permissible ambient Humidity Protection class
220-240V 50-60Hz 40W DC Motor 3 Dimensional 5 kg 9° 10-70 rpm LCD 1 min – 19h59min Continuous /timed operation 360 x 430 x 106 mm 9 Kg 5-40°C 80% IP21
174
www.abdoslifesciences.com
245 | Wavemax – Digital (3D) Dancing Shaker
E11895

## Table 128
• Abdos orbital shaker has digital speed control of upto 300 rpm. • These shakers have horizontal circular 19 mm orbit for aeration and mixing. • Universal magnetic clamp can be instantly exchanged. • These shakers have a capacity of up to 20 x 50ml, 12 x 125 ml, 8 x 250 ml, 5 x 500 ml, 4 x 1L flasks.
WAVEMAX – Orbital ShakerJunior
Code | Product |  | Platform Dimension |  |  | No./case |  | Price/case (₹)
E11260 | Wavemax – Orbital Shaker Junior with flat mat |  | 9.5” x 8” |  |  | 1 |  | 70000
Spare Accessories
Code | Product |  | Platform Dimension |  |  | No./case |  | Price/case (₹)
E11261 | Universal Magnetic platform for flasks and tube racks |  | 11”x 9.5” |  |  | 1 |  | 16698
E11262 | Adjustable Spring platform for unique vessel types |  | - |  |  | 1 |  | 23120
Kindly Note: Flask clamps and Fixed Platforms are sold separately. See page No. 179 for complete listing SPECIFICATIONS :
Voltage Frequency Shaking Movement Timer Speed Range Speed Increment Orbit Load Capacity Dimension (W x D x H) Weight Permissible ambient temperature Permissible relative humidity
220-240 V 50 Hz Orbital 1 min-99 hrs59min 50 – 300 rpm, Variable 10 rpm 19 mm Maximum 4 kg 333 x 298 x 120 mm 5.5 kg +4 to +65˚ C 80%
• Abdos powerful orbital shaker is capable of mixing liquids upto a load capacity of 6 kg in bottles, flasks, test tubes & dishes. • Abdos orbital shaker has digital speed control of upto 300 rpm. • These shakers have high capacity of upto 24 x 125 ml, 14 x 250 ml, 9 x 500 ml, 5 x 1l and 2 x 2l flasks and bottles. • These shakers have horizontal circular 19 mm orbit for aeration and mixing. • Universal magnetic clamp can be instantly exchanged.
WAVEMAX – Orbital Shaker
Code | Product | Platform Dimension |  |  | No./case Price/case (₹)
E11290 | Wavemax – Orbital Shaker with flat mat | 13” x 12” |  |  | 1 187425
Spare Accessories Code Product |  |  |  | Platform Dimension |  |  | No./case
Price/case (₹)
E11291 | Universal Magnetic platform for flasks and tube racks |  |  | 14”x 12” |  |  | 1 | 30870
Kindly Note: Flask clamps and Fixed Platforms are sold separately. See page No. 182 for complete listing
SPECIFICATIONS :
Voltage Frequency Shaking Movement Speed Range Speed Increment Orbit Load Capacity Dimension (W x D x H) Weight Permissible ambient temperature Permissible relative humidity
220-240V 50 Hz Orbital 30 – 300 rpm, Variable 1 rpm 19 mm Maximum 6.4 kg 280 x 410 x 75 mm 11.25 kg +4 to +65˚ C 80%
175
www.abdoslifesciences.com
247 | Wavemax – Orbital Shaker
246 | Wavemax – Orbital Shaker Junior

## Table 129
• Abdos orbital shakers are capable of mixing and shaking liquids in bottles, flasks, vessels, test tubes & dishes. • Independent LED display for adjusting speed and time. Speed and timer can be viewed simultaneously. • Maximum load capacity of 3.0 kg with platform. • Specially designed and developed compact space-saving design fits easily in the incubator and refrigerator. • Electronic time switching clock controls time or continuous operation mode. • Space Accessories have a wide range of platforms for use with a variety of vessels. • Over speed detection and protection.
WAVEMAX – Digital Orbital Shaker Code Product No./case Price/case (₹)
Wavemax – LED Digital Orbital Shaker with dish attachment with fixed plate. |  |  | 1 48300
Spare Accessories for E11460
Code | Product | No./case | Price/case (₹)
E11451 | Universal attachment with 3 Bars | 1
E11452 | Dish attachment with non-slip mat | 1 | 10940
E11453 | Fixing clip attachment | 1 | 6078
E11415 | Fixing clip for 25 ml flask | 1 | 1148
E11416 | Fixing clip for 50 ml flask | 1 | 1148
E11417 | Fixing clip for 100 ml flask | 1 | 1148
E11418 | Fixing clip for 200/250 ml flask | 1 | 2169
E11419 | Fixing clip for 500 ml flask | 1 | 2169
* Pls note E11453 is required to run E11415, E11416, E11417, E11418 & E11419. SPECIFICATIONS : E11460 |  |  |  | Universal attachment with bars Dish attachment with non-slip mat Fixing clamp attachment
Voltage Frequency Power Motor Type Shaking Motion Orbital Diameter Maximum load capacity (With Platform) Speed Range Speed & Timer Display Time Range Operation Type Dimensions (W x D x H) Weight Permissible ambient Temperature Permissible ambient Humidity Protection Class Work Plate Dimension
220-240V 50-60Hz 20W Brushless DC Motor Orbital 20mm 2.0 kg 40-200rpm LED 1 min – 19h59min Continuous /timed operation 294 x 348 x 123 mm 3.1 Kg 5-40°C 80% IP21 268 x 268 mm
176
www.abdoslifesciences.com
248 | Wavemax – LED Digital Orbital Shaker
E11460

## Table 130
• Abdos orbital and linear shakers are capable of mixing and shaking liquids in bottles, flasks, vessels, test tubes & dishes. • Independent LCD display for adjusting speed and time, speed and timer can be viewed simultaneously. • Maximum load capacity of 7.5 kg with platform. • Specially designed and developed compact space-saving design fits easily in the incubator and refrigerator. • Electronic time switching clock controls time or continuous operation mode. • Space Accessories have a wide range of platforms for use with a variety of vessels. • Over speed detection and protection. * Pls note E11414 is required to run E11415, E11416, E11417, E11418 & E11419. | [5 empty] | Fixing Clamps Universal attachment with bars Dish attachment with non-slip mat
WAVEMAX – Heavy Duty LCD Digital Orbital Shaker
Code | Product |  | No./case |  | Price/case (₹)
E11480 | Wavemax – Heavy Duty Orbital Shaker with universal Attachment with 4 Bar |  | 1 |  | 91982
WAVEMAX – Heavy Duty LCD Digital Linear Shaker
Code | Product |  | No./case |  | Price/case (₹)
E11490 | Wavemax – Heavy Duty Linear Shaker with universal Attachment with 4 Bar |  | 1 |  | 91982
Spare Accessories for E11480 & E11490
Code | Product |  | No./case |  | Price/case (₹)
E11411 | Universal attachment with 4 Bars |  | 1 |  | 13021
E11413 | Dish attachment with non-slip mat & fixed string |  | 1 |  | 11548
E11414 | Fixing clip attachment |  | 1 |  | 8509
E11415 | Fixing clip for 25 ml flask |  | 1 |  | 1148
E11416 | Fixing clip for 50 ml flask |  | 1 |  | 1148
E11417 | Fixing clip for 100 ml flask |  | 1 |  | 1148
E11418 | Fixing clip for 200/250 ml flask |  | 1 |  | 2169
E11419 | Fixing clip for 500 ml flask |  | 1 |  | 2169
SPECIFICATIONS : |  | E11480 |  | E11490
Voltage |  | 220-240V |  | 220-240V
Frequency |  | 50-60Hz |  | 50-60Hz
Power |  | 28W |  | 28W
Motor Type |  | Brushless DC Motor |  | Brushless DC Motor
Shaking Motion |  | Orbital |  | Linear
Orbital Diameter |  | 10 mm |  | 10 mm
Maximum load capacity (With Platform) |  | 7.5kg |  | 7.5kg
Speed Range |  | 100-500 rpm |  | 100-350 rpm
Speed & Timer Display |  | LCD |  | LCD
Time Range |  | 1 min – 19 h 59 min |  | 1 min – 19 h 59 min
Operation Type |  | Continuous /timed operation |  | Continuous /timed operation
Data Connector |  | RS232 |  | RS232
Dimensions (W x D x H) |  | 370 x 420 x 100 mm |  | 370 x 420 x 100 mm
Weight |  | 12 Kg |  | 13.5 Kg
Permissible ambient Temperature |  | 5-40°C |  | 5-40°C
Permissible ambient Humidity |  | 80% |  | 80%
Protection Class |  | IP21 |  | IP21
177
www.abdoslifesciences.com
249 | Wavemax - Heavy Duty LCD Digital Orbital & Linear Shaker

## Table 131
• Wavemax-Digital Incubators provide the facility to monitor the chamber temperatures in real time. • Has large internal chambers with two adjustable shelves for increased space. Internal Power Outlet for Installation of other Equipment for sample agitation within the Digital Incubators. • Wavemax-Digital Incubator is available in a heating unit or heating and cooling for lower temperature applications.
Wavemax - Digital Incubator
Code | Product |  |  | No./case |  |  | Price/case (₹)
E11355 | Heating Digital Incubator |  |  | 1 |  |  | 72491
E11356 | Heating & Cooling Digital Incubator |  |  | 1 |  |  | 109394
Spare Accessories Code Product Platform Dimension No./case Price/case (₹)
E11357 | Extra Shelf, 10.5 x 8 inch, Plastic (not autoclavable) |  | 6” x 8” |  | 1 |  | 6695
SPECIFICATIONS : |  | E11355 |  |  | E11356
Voltage |  | 220-240 V |  |  | 220-240 V
Frequency |  | 50-60 HZ |  |  | 50-60 HZ
Temp. Range (Heating) |  | Ambient +5°C to 60°C |  |  | Ambient -15°C to 60°C
Temp. Operation |  | Only Heating |  |  | Heating & Cooling
Temp. Accuracy |  | ±0.5°C (at 37°C) |  |  | ±0.5°C (at 37°C)
Temp. Uniformity |  | ±1.5°C (at 37°C) |  |  | ±1.5°C (at 37°C)
Temp. Increment |  | 1°C |  |  | 1°C
Platform Dimensions |  | 235 x 290 mm(6 x 8 in) |  |  | 235 x 290 mm(6 x 8 in)
Operating Temp. Range |  | +5 to 45°C |  |  | +5 to 45°C
Exterior (W x D x H) |  | 335 x 370 x 475 mm |  |  | 335 x 370 x 475 mm
Interior (W x D x H) |  | 260x235x325mm |  |  | 260x235x325mm
Capacity |  | 20L |  |  | 20L
Weight |  | 6.5 kg |  |  | 6.5 kg
*Minimum temperature is approx. 10°C in 25°C room temp.
• Wavemax-Incu-Shaker Mini is a compact shaking incubator that can accept a variety of flasks, tubes, trays, etc. • The standard platform features a non-slip surface ideal for staining trays, tissue culture flasks, and Petri dishes. • Abdos Incu-Shaker offer exceptional temperature uniformity and accuracy due to a proprietary heat distribution technology that ensures temperatures are precisely maintained throughout the chamber within 0.25%, even in the corners. • Featuring the MAGIC Clamp platform, this shaker lets you customize the size and types of vessels being used by simply exchanging clamp sizes. Clamps utilize a powerful magnetic base to securely attach to the shaking platform without screws, bolts, or tools. • Speed, temperature, and time are controlled with a push of a button and are displayed on the LED panel. • Over temperature and over speed controls ensure safety, long life, and sample integrity. • Advanced motor isolation system minimizes noise and vibration.
WAVEMAX - INCU-SHAKER
Code | Product |  |  |  |  | Platform Dimension |  | No./case | Price/case (₹)
E11920 | Wavemax-Incu-Shaker Mini with Non-Slip Rubber Mat |  |  |  |  | 9.5” x 11.5” |  | 1 | P.O.R.
Spare Accessories
Code | Product |  |  |  |  | Platform Dimension |  | No./case | Price/case (₹)
E11925 | Universal Magnetic Platform for Flasks and Tube racks (For E11920) |  |  |  |  | 9.5” x 11.5” |  | 1 | P.O.R.
Kindly Note: Flask clamps and Fixed Platforms are sold separately, see page No. 182 for complete listing
178
www.abdoslifesciences.com
250 | Wavemax-Digital Incubator
251 | Wavemax - Incu-shaker Mini

## Table 132
SPECIFICATIONS :
Voltage |  |  |  | 220-240V
Frequency |  |  |  | 50-60Hz
Speed |  |  |  | Variable, 30 to 300rpm
Speed Increments |  |  |  | 1rpm
Shaking Orbit |  |  |  | 19mm
Temperature Range |  |  |  | Room Temperature +5°C to 70°C
Temperature Increment |  |  |  | 0.1°C
Temperature Accuracy |  |  |  | ±0.1°C
Temperature Uniformity |  |  |  | ±0.25°C
Timer |  |  |  | 1 min to 48 hours/continuous
Platform Dimensions |  |  |  | 23.5 x 29cm (9.5”x11.5”)
Overall Dimensions (W x D x H) |  |  |  | 280 x 410 x 330 mm
Weight |  |  |  | 11.5 kg
Spare Accessories for E11260,E11290 & E11920 Spare Accessories for E11290 & E11920
Code |  | Product |  |  | No./case |  | Price/case (₹) |  | Code | Product | No./case | Price/case (₹)
E11928 |  | Universal Magnetic Clamp for 125ml, 250ml, 500ml flasks |  |  | 1 |  | 6687 |  | E11939 | Magnetic Clamp for Tube Rack 4x500ml or 600ml conical bottles | 1 | 24311
E11929 |  | Magnetic Clamp for 1000 ml flask |  |  | 1 |  | 8512 |  | E11940 | Magnetic Clamp for Tube Rack 12x1.5/2.0 ml tubes horizontal | 1 | 14471
E11930 |  | Magnetic Clamp for 500 ml flask |  |  | 1 |  | 5480 |  | E11941 | Magnetic clamp for tube Rack 4x15ml tubes horizontal | 1 | 14471
E11931 |  | Magnetic Clamp for 250 ml flask |  |  | 1 |  | 5480 |  | E11942 | Magnetic Clamp for Tube Rack 2x50ml tubes horizontal | 1 | 14471
E11932 |  | Magnetic Clamp for 125 ml flask |  |  | 1 |  | 4863 |  | E11943 | Magnetic Clamp for tilted holder for 15ml and 50ml tube rack | 1 | 16207
E11933 |  | Magnetic Clamp for 50 ml flask |  |  | 1 |  | 4499 |  | E11944 | Universal spring Platform | 1 | P.O.R
E11934 |  | Magnetic Clamp for one Microplate |  |  | 1 |  | 11577 |  | E11948 | Platform for 5 x 500 ml | 1 | P.O.R.
E11935 |  | Magnetic Clamp for Tube Rack 30x15ml &20x50ml tubes |  |  | 1 |  | 12018 |  | E11949 | Platform for 8 x 250 ml | 1 | P.O.R.
E11936 |  | Magnetic Clamp for Tube Rack 72x14mm culture tubes |  |  | 1 |  | 20838 |  | E11950 | Platform for 1 x 125 ml | 1 | P.O.R.
E11937 |  | Magnetic Clamp for Tube Rack 32x15ml, tubes |  |  | 1 |  | 12018 |  | E11951 | Platform for 4 microplates | 1 | P.O.R.
E11938 |  | Magnetic Clamp for Tube Rack 15x50ml, tubes |  |  | 1 |  | 12018
• ABDOS Aerovac Oil Free Vacuum Pump is a compact, lightweight and mobile oil-free piston Vacuum pump. • It features manual pressure control and a gauge for pressure monitoring. • The unit is maintenance-free and its oil-free design reduces its environmental impact. • The pump can achieve flow rates of up to 80 L/min and an ultimate vacuum down to 13 mbar. • A wide range of optional accessories are available. • Application Areas: Abdos Vaccum Pump is useful for Biology laboratories, Food industry, Microbiological detection, Vacuum extraction, Liquid filtration, Vacuum drying, Suspended solids measurement.
Oil Free Vaccum Pump
Code | Product |  | Product Dimension |  |  | No./case |  | Price/case (₹)
E11800 | Aerovac-300 |  | Vacuum: 100mbar; Max. Flow Rate: 17 L/min(220V) |  |  | 1 |  | 30319
E11801 | Aerovac-400 |  | Vacuum: 100 mbar; Max. Flow Rate: 34 L/min(220V) |  |  | 1 |  | 35503
E11806 | Aerovac-800 |  | Vacuum: 100 mbar; Max. Flow Rate: 80 L/min(220V) |  |  | 1 |  | 87318
179
www.abdoslifesciences.com
252 | AEROVAC-Oil-Free Vacuum Pumps

## Table 133
Spare Accessories
Code | Product | Product Dimension |  |  | No./case | Price/case (₹)
E11810 | Connectors | Outlet diameter: 9.5mm |  |  | 1 | 8005
E11815 | L-shape connector | Outlet diameter: 8mm |  |  | 1 | 14011
E11816 | Quick connection outlet | Outlet diameter: 12mm |  |  | 1 | 9339
E11821 | Silencer | Suitable for Aerovac300 / Aerovac400 / Aerovac410 |  |  | 1 | 8005
E11823 | Vacuum regulator / filter | Incl. pressure gauge |  |  | 1 | 31750
E11824 | Vacuum regulator / filter | without pressure gauge |  |  | 1 | 26017
E11825 | Foot pedal | Suitable for Aerovac series vacuum pumps |  |  | 1 | 18543
E11826 | FEP tubing | Outer diameter: 6mm, Inner diameter: 4mm, Thickness: 1 mm, Length : 1m |  |  | 1 | 4673
E11830 | Silicon tubing | Outer diameter: 12mm, Inner diameter: 6mm, Thickness: 3mm, Length : 1m |  |  | 1 | 3338
SPECIFICATIONS : |  | E11800 | E11801 | E11806
Volt |  | 220 V | 220 V | 220 V
Frequency |  | 50 Hz | 50 Hz | 50 Hz
Maximum Power |  | 60 W | 80 W | 220 W
Maximum Current |  | 0.3 A | 0.4 A | 1.0 A
Maximum Vacuum |  | 100 mbar | 100 mbar | 100 mbar
Maximum Flow Rate |  | 17 L/min | 34 L/min | 80 L/min
Motor Rotation |  | 1450 rpm | 1450 rpm | 1450 rpm
Dimension (W x D x H)mm |  | 272 x 142 x 165 | 310 x 152 x 165 | 340 x 185 x195
Weight |  | 4.4 Kg | 5.4 Kg | 8.6 Kg
Noise Level |  | 50 dB | 60 dB | 52 dB
180
www.abdoslifesciences.com